## BoQ1 (hidden)
Item Rate BoQ
BoQ_Ver3.0 | Item Rate | Normal | INR Only | INR
Select, Excess (+), Less (-) |  | Less (-)
Tender Inviting Authority: Superintending Engineer (MM-II), PVVNL, Meerut
Name of Work: Construction of New 33/11 KV Substations, Augmentation/Additional Power transformers, 33 kV lines, 11 kV lines, LT lines, New DTs and related works to renovation of existing substation works etc on turnkey basis in Noida Town of PVVNL, Uttar Pradesh under revamped reforms- based and results-linked, distribution sector scheme
Contract No: PVVNL-MM/MT/RDSS-MOD /125/24-25
Name of the Bidder/ Bidding Firm / Company :
PRICE SCHEDULE 1. This BOQ template must not be modified/replaced by the bidder. It should be uploaded after filling in the relevant columns and validating the sheet; otherwise, the bidder is liable to be rejected for this tender. 2. Bidders are allowed to enter the Bidder Name and Values only. 3. Bidders shall fill Ex-work Price, Freight & Insurance Charges, Erection charges and applicable taxes (GST) in Rupees for each of the item seperately in respective column. If taxes are not filled seperately, the prices quoted by the bidder will be considered as inclusive of taxes and PVVNL may bifrucate the Price quoted by the bidder into Base Price and applicable taxes as per prevailing rate of taxes. 4. If any taxes are exempted/waived by Union/State Government during the currency of contract, it shall be the responsiblity of the contractor to avail such exemptions. Payment against such exempted taxes shall not be released. 5. The entire work is to be done on 'Turnkey' basis. Therefore the bidder should include the cost of all the items necessary to complete the work for successful commissioning of the equipment. 6. All the material and erection practices shall be as per tender specification and wherever not specified, shall be as per RESSPO and if not mentioned in RESSPO shall be as per IS. 7. Below Schedule Structure and quantities is provisional and may vary as per site requirement with due approval of CEO of the work. 8. All the hardware items such as Nut-Bolts, Washer, Steel structures and clamps etc. shall be hot-dip galvanised. 09. Permission and documentation regarding Electrical safety & others are in scope of Bidder. 10. Quoted rate must be identical for similar item in each schedule. If any variation then lowest rate of that item must be considered for evaluation and award of BOQ.
NUMBER # | TEXT # | TEXT # | NUMBER # | TEXT # | NUMBER | NUMBER | TEXT | TEXT # | NUMBER # | TEXT# | TEXT # | NUMBER # | NUMBER | NUMBER | NUMBER | NUMBER | TEXT | TEXT | NUMBER | NUMBER | NUMBER | NUMBER | TEXT | TEXT | NUMBER | NUMBER | NUMBER | NUMBER | TEXT | TEXT | NUMBER | NUMBER | NUMBER | NUMBER | TEXT | TEXT | NUMBER | NUMBER | NUMBER | NUMBER | TEXT | TEXT | NUMBER | NUMBER | NUMBER # | NUMBER # | TEXT | TEXT | NUMBER # | NUMBER # | DATE | NUMBER # | NUMBER # | TEXT #
Sl. No. | Item Description | Item Code / Make | Quantity | Units | Estimated Rate |  |  | Addition / Deduction | Addition / Deduction Values | Currency Convertion against each Item | Quoted Currency in INR / Other Currency | Unit Ex-Works Supply Prices (in. Rs./Unit) (Excluding Taxes) Rs. P | Excise Duty | VAT | Unit Freight & Insurance Charges (in Rs./Unit) (Excluding Taxes) | Any Other Taxes/Duties/Levies |  |  | Other Taxes 2 | IIIrd Party i.e DGS&D / RITES etc Inspection Charges @0.34%+Service Tax | Less for Cenvat Credit,if any respect of Supplies Under full Excise Duty Category | Unit Erection Charges (in Rs./Unit) (Excluding Taxes) |  |  | Total Unit Rate (Ex works(Supply+ F&I) & Erection | GST on Total Unit Rate @18% (Rs/Unit) | Unit Rate With Taxes/GST for supply,F&I and installation (in Rs.) | [24 empty] | TOTAL AMOUNT Without Taxes | TOTAL AMOUNT With Taxes | TOTAL AMOUNT In Words
1 | 2 | 3 | 4 | 5 | 6 | 7 | 8 | 9 | 10 | 11 | 12 | 13 | 14 | 15 | 16 | 17 | 18 | 19 | 20 | 21 | 22 | 23 | 24 | 25 | 26 | 27 | 28 | 29 | 30 | 31 | 32 | 33 | 34 | 35 | 36 | 37 | 38 | 39 | 40 | 41 | 42 | 43 | 44 | 45 | 46 | 47 | 48 | 49 | 50 | 51 | 52 | 53 | 54 | 55
1 | Supply , Installation , Testing & Commission of construction of 33/11KV (2x10) MVA GIS Substation - GIS Sub-station (2x10 MVA) as per scope of works and approved drawings | [53 empty] | 1 | Construction of chamber for 100mm sluices valve | item1 | 10 | 1 Nos
1.01 | Supply & installation & Commissioning of 10 MVA 33/11 kV Transformer with all complete accessories as per TS | BI01010001010000000000000515BI0100001113 | 18 | Nos |  |  |  | Excess(+) | 1 | Full Conversion | INR | [13 empty] | 0 | 0 | 0 | [24 empty] | 0 | 0 | #VALUE! | 1.01 | Supplying, Conveying and fixing spls. Including eart | item1 | 123.223 | Nos
1.02 | Supply & Erection of 33 KV GIS Panels with 2 line bays, 2 transformer bays, one bus coupler bay, Bus PT, all complete with numerical relays, facility for data transmission and remote control this includes PT raiser panel etc. if required. | BI01010001010000000000000515BI0100001114 | 9 | Set |  |  |  | Excess(+) | 1 | Full Conversion | INR | [13 empty] | 0 | 0 | 0 | [24 empty] | 0 | 0 | #VALUE!
1.03 | Supply & Erection of 11 KV GIS Panels with 6 line bays, 2 transformer bays, 1 station transformer bay & one bus coupler bay, Bus PT, all complete with numerical relays, facility for data transmission and remote control this includes PT raiser panel etc. if required. PT required for each of the bus section. | BI01010001010000000000000515BI0100001115 | 9 | Set |  |  |  | Excess(+) | 1 | Full Conversion | INR | [13 empty] | 0 | 0 | 0 | [24 empty] | 0 | 0 | #VALUE!
1.04 | Supply & Erection of 24 V, 80AH, Ni-Cd sealed type battery set and all other accessories complete. | BI01010001010000000000000515BI0100001116 | 9 | Set |  |  |  | Excess(+) | 1 | Full Conversion | INR | [13 empty] | 0 | 0 | 0 | [24 empty] | 0 | 0 | #VALUE!
1.05 | Supply & Erection of Float-cum-boost battery charger (SMPS based ) with full wave , full control rectification, 50Hz input voltage for charging 24V, 80 AH Battery alongwith DCDB, connectors etc. complete and connection with 24 V , 80AH Battery set and single phase AC input supply. | BI01010001010000000000000515BI0100001117 | 9 | Set |  |  |  | Excess(+) | 1 | Full Conversion | INR | [13 empty] | 0 | 0 | 0 | [24 empty] | 0 | 0 | #VALUE!
1.06 | Supply & Erection of 415V AC Distribution Board/Panel of sheet steel enclosed cubical floor mounting type for catering auxiliary power supply of the substaion etc. complete | BI01010001010000000000000515BI0100001118 | 9 | Set |  |  |  | Excess(+) | 1 | Full Conversion | INR | [13 empty] | 0 | 0 | 0 | [24 empty] | 0 | 0 | #VALUE!
1.07 | Supply & Erection of 100KVA, 11 kV/0.415 kv Station Transformer alongwith all accessories as per TS. | BI01010001010000000000000515BI0100001119 | 9 | Nos |  |  |  | Excess(+) | 1 | Full Conversion | INR | [13 empty] | 0 | 0 | 0 | [24 empty] | 0 | 0 | #VALUE!
1.08 | Supply & Erection of 40mm dia 3000mm long GI Pipe (Medium Grade) earth electrodes & other accessories for treated earth erection is including of Excavation and other associated activities as per TS. | BI01010001010000000000000515BI0100001120 | 234 | Nos |  |  |  | Excess(+) | 1 | Full Conversion | INR | [13 empty] | 0 | 0 | 0 | [24 empty] | 0 | 0 | #VALUE!
1.09 | Supply & Erection of 60x8 mm Galvanized flat for raiser for earthing as per TS | BI01010001010000000000000515BI0100001121 | 18 | MT |  |  |  | Excess(+) | 1 | Full Conversion | INR | [13 empty] | 0 | 0 | 0 | [24 empty] | 0 | 0 | #VALUE!
1.1 | Supply & Erection of 30 KV, 1 Phase, 10KA LA with all accessories as per TS. | BI01010001010000000000000515BI0100001122 | 54 | Nos |  |  |  | Excess(+) | 1 | Full Conversion | INR | [13 empty] | 0 | 0 | 0 | [24 empty] | 0 | 0 | #VALUE!
1.11 | Supply & Erection of 9 KV, 1 Phase, 10KA LA with all accessories as per TS. | BI01010001010000000000000515BI0100001123 | 162 | Nos |  |  |  | Excess(+) | 1 | Full Conversion | INR | [13 empty] | 0 | 0 | 0 | [24 empty] | 0 | 0 | #VALUE!
1.12 | Supply & Laying of 3Cx400 sqmm. 33 KV cable (Panel to Transformer- 2 Run) with cable tray. | BI01010001010000000000000515BI0100001124 | 1800 | Meter |  |  |  | Excess(+) | 1 | Full Conversion | INR | [13 empty] | 0 | 0 | 0 | [24 empty] | 0 | 0 | #VALUE!
1.13 | Supply & Laying of 3Cx300 sqmm. 11 KV cable (Panel to Transformer- 2 Run) with cable tray. | BI01010001010000000000000515BI0100001125 | 1800 | Meter |  |  |  | Excess(+) | 1 | Full Conversion | INR | [13 empty] | 0 | 0 | 0 | [24 empty] | 0 | 0 | #VALUE!
1.14 | Supply & Laying of Control Cable of 2 core 2.5 sq. mm copper cable with cable tray and associated items | BI01010001010000000000000515BI0100001126 | 1350 | Meter |  |  |  | Excess(+) | 1 | Full Conversion | INR | [13 empty] | 0 | 0 | 0 | [24 empty] | 0 | 0 | #VALUE!
1.15 | Supply & Laying of Control Cable of 4 core 2.5 sq. mm copper cable with cable tray associated items | BI01010001010000000000000515BI0100001127 | 2700 | Meter |  |  |  | Excess(+) | 1 | Full Conversion | INR | [13 empty] | 0 | 0 | 0 | [24 empty] | 0 | 0 | #VALUE!
1.16 | Supply & Laying of Control Cable of 10 core 2.5 sq. mm copper cable with cable tray associated items | BI01010001010000000000000515BI0100001128 | 1350 | Meter |  |  |  | Excess(+) | 1 | Full Conversion | INR | [13 empty] | 0 | 0 | 0 | [24 empty] | 0 | 0 | #VALUE!
1.17 | Supply of sand bucket stand with 6 Nos. buckets. | BI01010001010000000000000515BI0100001129 | 9 | Set |  |  |  | Excess(+) | 1 | Full Conversion | INR | [13 empty] | 0 | 0 | 0 | [24 empty] | 0 | 0 | #VALUE!
1.18 | Supply of CO2 cylinder 4 nos of 4.5 kgs and fixing of CO2 type fire extinguishers capacity confirming to IS 2878 made ISI mark (1 set) | BI01010001010000000000000515BI0100001130 | 9 | Set |  |  |  | Excess(+) | 1 | Full Conversion | INR | [13 empty] | 0 | 0 | 0 | [24 empty] | 0 | 0 | #VALUE!
1.19 | Supply of ISI make ABC Power MAP 2 kg Fire extinguisher Mono ammonium phosphate power 50, stored pressure type, complete with pressure guage and all accessories applicable on class A,B,C electrically started fier as per building SSR. | BI01010001010000000000000515BI0100001131 | 9 | Set |  |  |  | Excess(+) | 1 | Full Conversion | INR | [13 empty] | 0 | 0 | 0 | [24 empty] | 0 | 0 | #VALUE!
1.2 | Supply of Synthetic Rubber mats as per IS 15652 in control room 2.5 mm thick. | BI01010001010000000000000515BI0100001132 | 1350 | Sqft. |  |  |  | Excess(+) | 1 | Full Conversion | INR | [13 empty] | 0 | 0 | 0 | [24 empty] | 0 | 0 | #VALUE!
1.21 | Supply and erection of 33 kV Silicon coated touchproof Indoor termination joint (Al) kit for XLPE 3 C X 400 sqmm | BI01010001010000000000000515BI0100001133 | 36 | Nos |  |  |  | Excess(+) | 1 | Full Conversion | INR | [13 empty] | 0 | 0 | 0 | [24 empty] | 0 | 0 | #VALUE!
1.22 | Supply and erection of 11 kV Silicon coated touchproof Indoor termination joint (Al) kit for XLPE 3 C X 300 sqmm(Incoming) | BI01010001010000000000000515BI0100001134 | 81 | Nos |  |  |  | Excess(+) | 1 | Full Conversion | INR | [13 empty] | 0 | 0 | 0 | [24 empty] | 0 | 0 | #VALUE!
1.23 | Supply and erection of 11KV XLPE Cable (3x300 Sq.mm.) outdoor Heat Shrinkable Termination kit boxes mounted with transformer. | BI01010001010000000000000515BI0100001135 | 81 | Nos |  |  |  | Excess(+) | 1 | Full Conversion | INR | [13 empty] | 0 | 0 | 0 | [24 empty] | 0 | 0 | #VALUE!
1.24 | Supply and erection of 33 kV Silicon coated touchproof outdoor termination joint (Al) kit for XLPE 3 C X 400 sqmm | BI01010001010000000000000515BI0100001136 | 36 | Nos |  |  |  | Excess(+) | 1 | Full Conversion | INR | [13 empty] | 0 | 0 | 0 | [24 empty] | 0 | 0 | #VALUE!
1.25 | Foundation for 10 MVA, 33/11 kV transformer including rail poles as per approved drawing as per TS . | BI01010001010000000000000515BI0100001137 | 18 | Nos |  |  |  | Excess(+) | 1 | Full Conversion | INR | [13 empty] | 0 | 0 | 0 | [24 empty] | 0 | 0 | #VALUE!
2 | 11 KV Feeder Double Pole structure on SP-55 as per the scope & approved drawing.
2.01 | Supply & Erection of 11 Mtr PCC Poles - (PCC Pole as per state practice) | BI01010001010000000000000515BI0100001139 | 108 | Nos |  |  |  | Excess(+) | 1 | Full Conversion | INR | [13 empty] | 0 | 0 | 0 | [24 empty] | 0 | 0 | #VALUE!
2.02 | Supply & Erection of M.S. channel 100x50mm 2.4Mtr. Long. | BI01010001010000000000000515BI0100001140 | 270 | Nos |  |  |  | Excess(+) | 1 | Full Conversion | INR | [13 empty] | 0 | 0 | 0 | [24 empty] | 0 | 0 | #VALUE!
2.03 | Supply & Erection of Stone Pad 300x300x75 mm | BI01010001010000000000000515BI0100001141 | 108 | Nos |  |  |  | Excess(+) | 1 | Full Conversion | INR | [13 empty] | 0 | 0 | 0 | [24 empty] | 0 | 0 | #VALUE!
2.04 | Supply & Erection of 11 KV 5 KN Polymer Pin Insulators with Nut & Bolt. | BI01010001010000000000000515BI0100001142 | 162 | Nos |  |  |  | Excess(+) | 1 | Full Conversion | INR | [13 empty] | 0 | 0 | 0 | [24 empty] | 0 | 0 | #VALUE!
2.05 | Supply & Erection of G.I.Pipe 150mm Dia | BI01010001010000000000000515BI0100001143 | 324 | Meter |  |  |  | Excess(+) | 1 | Full Conversion | INR | [13 empty] | 0 | 0 | 0 | [24 empty] | 0 | 0 | #VALUE!
2.06 | Supply & Erection of M.S.Holding clamp | BI01010001010000000000000515BI0100001144 | 1080 | Nos |  |  |  | Excess(+) | 1 | Full Conversion | INR | [13 empty] | 0 | 0 | 0 | [24 empty] | 0 | 0 | #VALUE!
2.07 | Supply & Erection of Bolts, Nuts & Washers | BI01010001010000000000000515BI0100001145 | 54 | KG |  |  |  | Excess(+) | 1 | Full Conversion | INR | [13 empty] | 0 | 0 | 0 | [24 empty] | 0 | 0 | #VALUE!
2.08 | Supply & Erection of Number Plate with clamp & Nut & Bolt. | BI01010001010000000000000515BI0100001146 | 108 | Nos |  |  |  | Excess(+) | 1 | Full Conversion | INR | [13 empty] | 0 | 0 | 0 | [24 empty] | 0 | 0 | #VALUE!
2.09 | Supply & Erection of Danger Board with clamp & Nut Bolt. | BI01010001010000000000000515BI0100001147 | 108 | Nos |  |  |  | Excess(+) | 1 | Full Conversion | INR | [13 empty] | 0 | 0 | 0 | [24 empty] | 0 | 0 | #VALUE!
2.1 | Supply & Erection of G.I. Barbed wire | BI01010001010000000000000515BI0100001148 | 216 | KG |  |  |  | Excess(+) | 1 | Full Conversion | INR | [13 empty] | 0 | 0 | 0 | [24 empty] | 0 | 0 | #VALUE!
2.11 | Supply & Erection of Insulated Dog conductor (AL-59 ACS) | BI01010001010000000000000515BI0100001149 | 648 | Meter |  |  |  | Excess(+) | 1 | Full Conversion | INR | [13 empty] | 0 | 0 | 0 | [24 empty] | 0 | 0 | #VALUE!
2.12 | Concreting of support 0.44CuM | BI01010001010000000000000515BI0100001150 | 108 | Nos |  |  |  | Excess(+) | 1 | Full Conversion | INR | [13 empty] | 0 | 0 | 0 | [24 empty] | 0 | 0 | #VALUE!
2.13 | Supply & Erection of Earthing of Pole by M.S.Earthing Rod 2540x20mm & 6SWG G.I.Earthing wire | BI01010001010000000000000515BI0100001151 | 108 | Nos |  |  |  | Excess(+) | 1 | Full Conversion | INR | [13 empty] | 0 | 0 | 0 | [24 empty] | 0 | 0 | #VALUE!
2.14 | Supply & Erection of Al.Binding wire | BI01010001010000000000000515BI0100001152 | 54 | KG |  |  |  | Excess(+) | 1 | Full Conversion | INR | [13 empty] | 0 | 0 | 0 | [24 empty] | 0 | 0 | #VALUE!
3 | 63KVA, 11/0.4KV, 3 Phase Distribution Transformer for Substation as per the scope & approved drawing.
3.01 | Supply & Erection of 3-Phase, 11/0.4 kV, 63 KVA, Self Protected, Aluminium winding & CRGO core Distribution Transformer as per TS BIS Level – 1 | BI01010001010000000000000515BI0100001154 | 9 | Nos |  |  |  | Excess(+) | 1 | Full Conversion | INR | [13 empty] | 0 | 0 | 0 | [24 empty] | 0 | 0 | #VALUE!
3.02 | Supply & Erection of 8.5 Mtr PCC Poles - (PCC Pole as per state practice) | BI01010001010000000000000515BI0100001155 | 18 | Nos |  |  |  | Excess(+) | 1 | Full Conversion | INR | [13 empty] | 0 | 0 | 0 | [24 empty] | 0 | 0 | #VALUE!
3.03 | Supply & Erection of Stone Pad 300x300x75 mm | BI01010001010000000000000515BI0100001156 | 18 | Nos |  |  |  | Excess(+) | 1 | Full Conversion | INR | [13 empty] | 0 | 0 | 0 | [24 empty] | 0 | 0 | #VALUE!
3.04 | Supply & Erection of Top Channel 125x65mm, 2240 mm long (10.7kg/mt) with clamp, bolts, nuts and washers | BI01010001010000000000000515BI0100001157 | 9 | Nos |  |  |  | Excess(+) | 1 | Full Conversion | INR | [13 empty] | 0 | 0 | 0 | [24 empty] | 0 | 0 | #VALUE!
3.05 | Supply & Erection of MS Channel 100X50X2028mm (Dropper for fuse set) | BI01010001010000000000000515BI0100001158 | 9 | Nos |  |  |  | Excess(+) | 1 | Full Conversion | INR | [13 empty] | 0 | 0 | 0 | [24 empty] | 0 | 0 | #VALUE!
3.06 | Supply & Erection of Copper L-Piece of size 400x50x6 mm for LT bushing Rod of transformer | BI01010001010000000000000515BI0100001159 | 36 | Nos |  |  |  | Excess(+) | 1 | Full Conversion | INR | [13 empty] | 0 | 0 | 0 | [24 empty] | 0 | 0 | #VALUE!
3.07 | Supply & Erection of Holding clamps for top channel TPMO & fuse set etc. with bolts & nuts | BI01010001010000000000000515BI0100001160 | 90 | Nos |  |  |  | Excess(+) | 1 | Full Conversion | INR | [13 empty] | 0 | 0 | 0 | [24 empty] | 0 | 0 | #VALUE!
3.08 | Plinth with RCC Top 2x4x1.6 Mtr. | BI01010001010000000000000515BI0100001161 | 9 | Nos |  |  |  | Excess(+) | 1 | Full Conversion | INR | [13 empty] | 0 | 0 | 0 | [24 empty] | 0 | 0 | #VALUE!
3.09 | Supply & Erection of 11KV TPMO (As per Specification) | BI01010001010000000000000515BI0100001162 | 9 | Nos |  |  |  | Excess(+) | 1 | Full Conversion | INR | [13 empty] | 0 | 0 | 0 | [24 empty] | 0 | 0 | #VALUE!
3.1 | Supply & Erection of 11KV Fuse Set | BI01010001010000000000000515BI0100001163 | 9 | Nos |  |  |  | Excess(+) | 1 | Full Conversion | INR | [13 empty] | 0 | 0 | 0 | [24 empty] | 0 | 0 | #VALUE!
3.11 | Supply & Erection of 11 kV Lightning arrestor (3 Nos-1 Set) | BI01010001010000000000000515BI0100001164 | 9 | Set |  |  |  | Excess(+) | 1 | Full Conversion | INR | [13 empty] | 0 | 0 | 0 | [24 empty] | 0 | 0 | #VALUE!
3.12 | Supply & Erection of LT Aluminium XLPE insulated Cable of size 1x50 Sq.mm. (for HT jumpering) | BI01010001010000000000000515BI0100001165 | 270 | Meter |  |  |  | Excess(+) | 1 | Full Conversion | INR | [13 empty] | 0 | 0 | 0 | [24 empty] | 0 | 0 | #VALUE!
3.13 | Supply & Erection of LT Aluminium XLPE insulated armoured Cable of size 3.5x70 sqmm. | BI01010001010000000000000515BI0100001166 | 180 | Meter |  |  |  | Excess(+) | 1 | Full Conversion | INR | [13 empty] | 0 | 0 | 0 | [24 empty] | 0 | 0 | #VALUE!
3.14 | Supply & Erection of Danger Board with clamp & Nut Bolt. | BI01010001010000000000000515BI0100001167 | 9 | Nos |  |  |  | Excess(+) | 1 | Full Conversion | INR | [13 empty] | 0 | 0 | 0 | [24 empty] | 0 | 0 | #VALUE!
3.15 | Supply & Erection of Earthing Arrangement of chemical pipe size of 40x3000 mm. and 6 SWG earthing wire etc. | BI01010001010000000000000515BI0100001168 | 18 | Nos |  |  |  | Excess(+) | 1 | Full Conversion | INR | [13 empty] | 0 | 0 | 0 | [24 empty] | 0 | 0 | #VALUE!
3.16 | Supply & Erection of G.I. Barbed wire | BI01010001010000000000000515BI0100001169 | 18 | KG |  |  |  | Excess(+) | 1 | Full Conversion | INR | [13 empty] | 0 | 0 | 0 | [24 empty] | 0 | 0 | #VALUE!
3.17 | Supply & Erection of Stay Set (Galvanized) with 50x8 mm stay clamp, 1 no. guy insulator, anchor plate (200x200x6mm) , nut bolts, 1 no. turn-buckles, 1.8 m long 16 mm diameter solid GI stay rod & 7/3.15 mm dia GI stranded wire complete as per technical specification, approved drawings and scope of work. with grouting concerte 0.2 cmt, (concreting 1 part cement, 2 part sand, 4 part 40 mm size stone aggregate chips) (1:2:4) | BI01010001010000000000000515BI0100001170 | 18 | Nos |  |  |  | Excess(+) | 1 | Full Conversion | INR | [13 empty] | 0 | 0 | 0 | [24 empty] | 0 | 0 | #VALUE!
3.18 | Supply & Erection of Earthing of pole by MS earthing rod of 20x2500 mm. and 6 SWG earthing wire etc. | BI01010001010000000000000515BI0100001171 | 18 | Nos |  |  |  | Excess(+) | 1 | Full Conversion | INR | [13 empty] | 0 | 0 | 0 | [24 empty] | 0 | 0 | #VALUE!
3.19 | Concreting of pole (0.365 cu. M.) | BI01010001010000000000000515BI0100001172 | 18 | Nos |  |  |  | Excess(+) | 1 | Full Conversion | INR | [13 empty] | 0 | 0 | 0 | [24 empty] | 0 | 0 | #VALUE!
3.2 | Supply & Erection of Al. crimping lugs 35 sq.mm. | BI01010001010000000000000515BI0100001173 | 72 | Nos |  |  |  | Excess(+) | 1 | Full Conversion | INR | [13 empty] | 0 | 0 | 0 | [24 empty] | 0 | 0 | #VALUE!
3.21 | Supply & Erection of Al. crimping lugs 50 sq mm. | BI01010001010000000000000515BI0100001174 | 135 | Nos |  |  |  | Excess(+) | 1 | Full Conversion | INR | [13 empty] | 0 | 0 | 0 | [24 empty] | 0 | 0 | #VALUE!
3.22 | Supply & Erection of Al. crimping lugs 70 sq.mm. | BI01010001010000000000000515BI0100001175 | 54 | Nos |  |  |  | Excess(+) | 1 | Full Conversion | INR | [13 empty] | 0 | 0 | 0 | [24 empty] | 0 | 0 | #VALUE!
3.23 | Supply & Erection of 11 KV Aluminium XLPE Cable 3x120Sq. mm. | BI01010001010000000000000515BI0100001176 | 450 | Meter |  |  |  | Excess(+) | 1 | Full Conversion | INR | [13 empty] | 0 | 0 | 0 | [24 empty] | 0 | 0 | #VALUE!
3.24 | Supply of Heat Shrinkable jointing kit suitable for 11kV XLPE 3x120 Sq.mm. cable size | BI01010001010000000000000515BI0100001177 | 18 | Nos |  |  |  | Excess(+) | 1 | Full Conversion | INR | [13 empty] | 0 | 0 | 0 | [24 empty] | 0 | 0 | #VALUE!
3.25 | Making of Outdoor termination kit making | BI01010001010000000000000515BI0100001178 | 9 | Set |  |  |  | Excess(+) | 1 | Full Conversion | INR | [13 empty] | 0 | 0 | 0 | [24 empty] | 0 | 0 | #VALUE!
3.26 | Making of indoor termination kit making | BI01010001010000000000000515BI0100001179 | 9 | Set |  |  |  | Excess(+) | 1 | Full Conversion | INR | [13 empty] | 0 | 0 | 0 | [24 empty] | 0 | 0 | #VALUE!
4 | Supply & Laying of 11 Kv Cable For Incoming & Outgoing DP as per the scope and approved drawings
4.01 | Supply of 11 kv 3Cx 300 sqmm (armoured) Cable | BI01010001010000000000000515BI0100001181 | 12240 | Meter |  |  |  | Excess(+) | 1 | Full Conversion | INR | [13 empty] | 0 | 0 | 0 | [24 empty] | 0 | 0 | #VALUE!
4.02 | Supply of Heat Shrinkable jointing kit for 11 kV 3x300 Sq. mm. XLPE outdoor | BI01010001010000000000000515BI0100001182 | 126 | Nos |  |  |  | Excess(+) | 1 | Full Conversion | INR | [13 empty] | 0 | 0 | 0 | [24 empty] | 0 | 0 | #VALUE!
4.03 | Supply of Heat Shrinkable jointing kit for 11 kV 3x300 Sq. mm. XLPE Indoor | BI01010001010000000000000515BI0100001183 | 126 | Nos |  |  |  | Excess(+) | 1 | Full Conversion | INR | [13 empty] | 0 | 0 | 0 | [24 empty] | 0 | 0 | #VALUE!
4.04 | 11KV cable laying charges in Open Trench & Air on End Double Pole/ Riser Double Pole | BI01010001010000000000000515BI0100001184 | 12240 | Meter |  |  |  | Excess(+) | 1 | Full Conversion | INR | [13 empty] | 0 | 0 | 0 | [24 empty] | 0 | 0 | #VALUE!
4.05 | Making of 11KV cable Boxes 3Cx300 Sqmm O/D & I/D type | BI01010001010000000000000515BI0100001185 | 252 | Nos |  |  |  | Excess(+) | 1 | Full Conversion | INR | [13 empty] | 0 | 0 | 0 | [24 empty] | 0 | 0 | #VALUE!
5 | Civil Work - for GIS Substation Control room, Boundry wall, water supply and sanitary etc. as per the scope of works and approved drawings
5.01 | Earth work in excavation by mechanical means (Hydraulic excavator) / manual means in foundation trenches or drains (not exceeding 1.5 m in width or 10 sqm on plan), including dressing of sides and ramming of bottoms, for all lift, including getting out the excavated soil and disposal of surplus excavated soil as directed, within a lead of 50 m. DSR. 2.8.1 (Civil) | BI01010001010000000000000515BI0100001187 | 2880 | Cum |  |  |  | Excess(+) | 1 | Full Conversion | INR | [13 empty] | 0 | 0 | 0 | [24 empty] | 0 | 0 | #VALUE!
5.02 | Filling available excavated earth (excluding rock) in trenches, plinth, sides of foundations etc. in layers not exceeding 20cm in depth, consolidating each deposited layer by ramming and watering, lead up to 50 and for all lift. DSR. 2.25 (Civil) | BI01010001010000000000000515BI0100001188 | 2520 | Cum |  |  |  | Excess(+) | 1 | Full Conversion | INR | [13 empty] | 0 | 0 | 0 | [24 empty] | 0 | 0 | #VALUE!
5.03 | Excavating, supplying, stacking and filling of local earth (including royalty) by mechanical transport upto a lead of 5km also including ramming and watering of the earth in layers not exceeding 20 cm in foundation trenches, plinth, sides of foundation etc. complete for all lift. DSR. 2.25A (Civil) | BI01010001010000000000000515BI0100001189 | 9000 | Cum |  |  |  | Excess(+) | 1 | Full Conversion | INR | [13 empty] | 0 | 0 | 0 | [24 empty] | 0 | 0 | #VALUE!
5.04 | Clearing grass and removal of the rubbish up to a distance of 50 m outside the periphery of the area cleared. DSR. 2.32 (Civil) | BI01010001010000000000000515BI0100001190 | 22616 | Sqm |  |  |  | Excess(+) | 1 | Full Conversion | INR | [13 empty] | 0 | 0 | 0 | [24 empty] | 0 | 0 | #VALUE!
5.05 | Supplying and filling in plinth with sand under floors, including watering, ramming, consolidating and dressing complete. DSR.2.27 (Civil) | BI01010001010000000000000515BI0100001191 | 360 | Cum |  |  |  | Excess(+) | 1 | Full Conversion | INR | [13 empty] | 0 | 0 | 0 | [24 empty] | 0 | 0 | #VALUE!
5.06 | 1:5:10 (1 cement : 5 coarse sand (zone-III) derived from natural sources : 10 graded stone aggregate 40 mm nominal size derived from natural sources) DSR. 4.1.10 (Civil) | BI01010001010000000000000515BI0100001192 | 432 | Cum |  |  |  | Excess(+) | 1 | Full Conversion | INR | [13 empty] | 0 | 0 | 0 | [24 empty] | 0 | 0 | #VALUE!
5.07 | 1:1½:3 (1 Cement: 1½ coarse sand (zone-III) derived from natural sources : 3 graded stone aggregate 20 mm nominal size derived from natural sources) DSR. 4.1.2 (Civil) | BI01010001010000000000000515BI0100001193 | 27 | Cum |  |  |  | Excess(+) | 1 | Full Conversion | INR | [13 empty] | 0 | 0 | 0 | [24 empty] | 0 | 0 | #VALUE!
5.08 | Providing and laying damp-proof course 50mm thick with cement concrete 1:2:4 (1 cement : 2 coarse sand (zone-III) derived from natural sources : 4 graded stone aggregate 20mm nominal size derived from natural sources) DSR. 4.11 (Civil) | BI01010001010000000000000515BI0100001194 | 360 | sqm |  |  |  | Excess(+) | 1 | Full Conversion | INR | [13 empty] | 0 | 0 | 0 | [24 empty] | 0 | 0 | #VALUE!
5.09 | Extra for providing and mixing water proofing material in cement concrete work in doses by weight of cement as per manufacturer's specification. (DSR. 4.12 (Civil) | BI01010001010000000000000515BI0100001195 | 4500 | per bag |  |  |  | Excess(+) | 1 | Full Conversion | INR | [13 empty] | 0 | 0 | 0 | [24 empty] | 0 | 0 | #VALUE!
5.1 | Providing and laying in position specified grade of reinforced cement concrete, excluding the cost of centering, shuttering, finishing and reinforcement - All work up to plinth level :1:1.5:3 (1 cement : 1.5 coarse sand (zone-III) derived from natural sources : 3 graded stone aggregate 20 mm nominal size derived from natural sources) (DSR. 5.1.2 (Civil) | BI01010001010000000000000515BI0100001196 | 585 | Cum |  |  |  | Excess(+) | 1 | Full Conversion | INR | [13 empty] | 0 | 0 | 0 | [24 empty] | 0 | 0 | #VALUE!
5.11 | Reinforced cement concrete work in walls (any thickness), including attached pilasters, buttresses, plinth and string courses, fillets, columns, pillars, piers, abutments, posts and struts etc. above plinth level up to floor five level, excluding cost of centering, shuttering, finishing and reinforcement :1:1.5:3 (1 cement : 1.5 coarse sand(zone-III) derived from natural sources : 3 graded stone aggregate 20 mm nominal size derived from natural sources) (DSR. 5.2.2 (Civil) | BI01010001010000000000000515BI0100001197 | 360 | Cum |  |  |  | Excess(+) | 1 | Full Conversion | INR | [13 empty] | 0 | 0 | 0 | [24 empty] | 0 | 0 | #VALUE!
5.12 | Reinforced cement concrete work in beams, suspended floors, roofs having slope up to 15° landings, balconies, shelves, chajjas, lintels, bands, plain window sills, staircases and spiral stair cases above plinth level up to floor five level, excluding the cost of centering, shuttering, finishing and reinforcement with 1:1.5:3 (1 cement : 1.5 coarse sand(zone-III) derived from natural sources : 3 graded stone aggregate 20 mm nominal size derived from natural sources) DSR. 5.3 (Civil) | BI01010001010000000000000515BI0100001198 | 180 | Cum |  |  |  | Excess(+) | 1 | Full Conversion | INR | [13 empty] | 0 | 0 | 0 | [24 empty] | 0 | 0 | #VALUE!
5.13 | Centering and shuttering including strutting, propping etc. and removal of form for Foundations, footings, bases of columns, etc. for mass concrete (DSR. 5.9.1 (Civil) | BI01010001010000000000000515BI0100001199 | 900 | Sqm |  |  |  | Excess(+) | 1 | Full Conversion | INR | [13 empty] | 0 | 0 | 0 | [24 empty] | 0 | 0 | #VALUE!
5.14 | Centering and shuttering including strutting, propping etc. and removal of form for Suspended floors, roofs, landings, balconies and access platform DSR. 5.9.3 (Civil) | BI01010001010000000000000515BI0100001200 | 1800 | Sqm |  |  |  | Excess(+) | 1 | Full Conversion | INR | [13 empty] | 0 | 0 | 0 | [24 empty] | 0 | 0 | #VALUE!
5.15 | Centering and shuttering including strutting, propping etc. and removal of form for Lintels, beams, plinth beams, girders, bressumers and cantilevers (DSR. 5.9.5 (Civil) | BI01010001010000000000000515BI0100001201 | 900 | Sqm |  |  |  | Excess(+) | 1 | Full Conversion | INR | [13 empty] | 0 | 0 | 0 | [24 empty] | 0 | 0 | #VALUE!
5.16 | Centering and shuttering including strutting, propping etc. and removal of form for Columns, Pillars, Piers, Abutments, Posts and Struts (DSR. 5.9.6 (Civil) | BI01010001010000000000000515BI0100001202 | 3150 | Sqm |  |  |  | Excess(+) | 1 | Full Conversion | INR | [13 empty] | 0 | 0 | 0 | [24 empty] | 0 | 0 | #VALUE!
5.17 | Providing, hoisting and fixing above plinth level up to floor five level precast reinforced cement concrete work in string courses, bands, copings, bed plates, anchor blocks, plain window sills and the like, including the cost of required centering, shuttering but , excluding cost of reinforcement with 1:1.5:3 (1 cement : 1.5 coarse sand(zone-III) derived from natural sources : 3 graded stone aggregate 20 mm nominal size derived from natural sources).(DSR. 5.12 (Civil) | BI01010001010000000000000515BI0100001203 | 27 | Cum |  |  |  | Excess(+) | 1 | Full Conversion | INR | [13 empty] | 0 | 0 | 0 | [24 empty] | 0 | 0 | #VALUE!
5.18 | Providing, hoisting and fixing up to floor five level precast reinforced cement concrete in small lintels not exceeding 1.5m clear span up to floor five level, including the cost of required centering, shuttering but , excluding the cost of reinforcement with 1:1.5:3 (1 cement : 1.5 coarse sand (zone-III) derived from natural sources : 3 graded stone aggregate 20 mm nominal size derived from natural sources).(DSR. 5.13 (Civil) | BI01010001010000000000000515BI0100001204 | 14 | Cum |  |  |  | Excess(+) | 1 | Full Conversion | INR | [13 empty] | 0 | 0 | 0 | [24 empty] | 0 | 0 | #VALUE!
5.19 | Steel reinforcement for R.C.C. work including straightening, cutting, bending, placing in position and binding all complete upto plinth level.Thermo-Mechanically Treated bars of grade Fe-500D or more.(DSR. 5.22.6 (Civil) | BI01010001010000000000000515BI0100001205 | 54000 | KG |  |  |  | Excess(+) | 1 | Full Conversion | INR | [13 empty] | 0 | 0 | 0 | [24 empty] | 0 | 0 | #VALUE!
5.2 | Steel reinforcement for R.C.C. work including straightening, cutting, bending, placing in position and binding all complete above plinth level. Thermo-Mechanically Treated bars of grade Fe-500D or more (DSR. 5.22A.6 (Civil) | BI01010001010000000000000515BI0100001206 | 65700 | KG |  |  |  | Excess(+) | 1 | Full Conversion | INR | [13 empty] | 0 | 0 | 0 | [24 empty] | 0 | 0 | #VALUE!
5.21 | Smooth finishing of the exposed surface of R.C.C. work with 6 mm thick cement mortar 1:3 (1 Cement : 3 fine sand).(DSR. 5.23 (Civil) | BI01010001010000000000000515BI0100001207 | 1503 | Sqm |  |  |  | Excess(+) | 1 | Full Conversion | INR | [13 empty] | 0 | 0 | 0 | [24 empty] | 0 | 0 | #VALUE!
5.22 | Add for plaster drip course/ groove in plastered surface or moulding to R.C.C. projections. DSR. 5.30 (Civil) | BI01010001010000000000000515BI0100001208 | 540 | RM |  |  |  | Excess(+) | 1 | Full Conversion | INR | [13 empty] | 0 | 0 | 0 | [24 empty] | 0 | 0 | #VALUE!
5.23 | Brick work with common burnt clay F.P.S. (non modular) bricks of class designation 7.5 in foundation and plinth in: Cement mortar 1:6 (1 cement : 6 coarse sand) DSR. 6.1.2 (Civil) | BI01010001010000000000000515BI0100001209 | 837 | Cum |  |  |  | Excess(+) | 1 | Full Conversion | INR | [13 empty] | 0 | 0 | 0 | [24 empty] | 0 | 0 | #VALUE!
5.24 | Brick work with common burnt clay F.P.S. (non modular) bricks of class designation 7.5 in superstructure above plinth level up to floor V level in all shapes and sizes in : Cement mortar 1:6 (1 cement : 6 coarse sand) DSR. 6.4.2 (Civil) | BI01010001010000000000000515BI0100001210 | 900 | Cum |  |  |  | Excess(+) | 1 | Full Conversion | INR | [13 empty] | 0 | 0 | 0 | [24 empty] | 0 | 0 | #VALUE!
5.25 | Brick work in foundation & plinth with old dismantled bricks (supplied by department free of cost) and coarse sand mortar in 1:6 including supply of all other materials, labour, removing mortar & cleaning of old & used bricks,T&P etc complete. CSI No. 6.18 old sor 2023 | BI01010001010000000000000515BI0100001211 | 18 | Cum |  |  |  | Excess(+) | 1 | Full Conversion | INR | [13 empty] | 0 | 0 | 0 | [24 empty] | 0 | 0 | #VALUE!
5.26 | Providing and fixing of ISI marked flush door shutters conforming to IS : 2202 (Part I) non-decorative type, core of block board construction with frame of 1st class hard wood and well matched commercial 3 ply veneering with vertical grains or cross bands and face veneers on both faces of shutters: 35 mm thick including ISI marked Stainless Steel butt hinges with necessary screws. DSR. 9.21.1 (Civil) | BI01010001010000000000000515BI0100001212 | 57 | Sqm |  |  |  | Excess(+) | 1 | Full Conversion | INR | [13 empty] | 0 | 0 | 0 | [24 empty] | 0 | 0 | #VALUE!
5.27 | Extra for Providing and fixing flush doors with decorative veneering instead of non decorative ISI marked flush door shutters conforming to IS: 2202 (Part I).On one side only DSR. 9.22.1 (Civil) | BI01010001010000000000000515BI0100001213 | 57 | Sqm |  |  |  | Excess(+) | 1 | Full Conversion | INR | [13 empty] | 0 | 0 | 0 | [24 empty] | 0 | 0 | #VALUE!
5.28 | Providing and fixing of 125MM ISI marked oxidised M.S. handles conforming to IS:4992 with necessary screws etc. complete (Copper oxidised as per IS 1378) DSR. 9.66.1 (Civil) | BI01010001010000000000000515BI0100001214 | 54 | Nos |  |  |  | Excess(+) | 1 | Full Conversion | INR | [13 empty] | 0 | 0 | 0 | [24 empty] | 0 | 0 | #VALUE!
5.29 | Providing and fixing IS : 12817 marked stainless steel butt hinges (heavy weight) with stainless steel screws etc. complete : 100x60x2.50 mm DSR 9.71.2 (Civil) | BI01010001010000000000000515BI0100001215 | 189 | Nos |  |  |  | Excess(+) | 1 | Full Conversion | INR | [13 empty] | 0 | 0 | 0 | [24 empty] | 0 | 0 | #VALUE!
5.3 | Providing and fixing aluminium tower bolts, ISI marked, anodised (anodic coating not less than grade AC 10 as per IS : 1868 ) transparent or dyed to required colour or shade, with necessary screws etc. complete : 200x10 mm DSR 9.97.3 (Civil) | BI01010001010000000000000515BI0100001216 | 162 | Nos |  |  |  | Excess(+) | 1 | Full Conversion | INR | [13 empty] | 0 | 0 | 0 | [24 empty] | 0 | 0 | #VALUE!
5.31 | Providing and fixing aluminium hanging floor door stopper, ISI marked, anodised (anodic coating not less than grade AC 10 as per IS : 1868) transparent or dyed to required colour and shade, with necessary screws etc. complete. Single rubber stopper DSR 9.101.1 (Civil) | BI01010001010000000000000515BI0100001217 | 27 | Nos |  |  |  | Excess(+) | 1 | Full Conversion | INR | [13 empty] | 0 | 0 | 0 | [24 empty] | 0 | 0 | #VALUE!
5.32 | Structural steel work riveted, bolted or welded in built up sections, trusses and framed work, including cutting, hoisting, fixing in position and applying a priming coat of approved steel primer all complete. DSR. 10.2 (Civil) | BI01010001010000000000000515BI0100001218 | 4500 | KG |  |  |  | Excess(+) | 1 | Full Conversion | INR | [13 empty] | 0 | 0 | 0 | [24 empty] | 0 | 0 | #VALUE!
5.33 | Providing and fixing T-iron frames for doors, windows and ventilators of mild steel Tee-sections, joints mitred and welded, including fixing of necessary butt hinges and screws and applying a priming coat of approved steel primer. : Fixing with 15x3 mm lugs 10 cm long embedded in cement concrete block 15x10x10 cm of C.C. 1:3:6 (1 Cement : 3 coarse sand : 6 graded stone aggregate 20 mm nominal size). DSR 10.13.1 (Civil) | BI01010001010000000000000515BI0100001219 | 13500 | KG |  |  |  | Excess(+) | 1 | Full Conversion | INR | [13 empty] | 0 | 0 | 0 | [24 empty] | 0 | 0 | #VALUE!
5.34 | Providing & fixing fly proof wire gauze to windows, clerestory windows & doors with M.S. Flat 15x3 mm and nuts & bolts complete.Stainless steel (grade 304) wire gauze of 0.5 mm dia wire and 1.4 mm aperture on both sides :(DSR. 10.29.2 (Civil) | BI01010001010000000000000515BI0100001220 | 270 | Sqm |  |  |  | Excess(+) | 1 | Full Conversion | INR | [13 empty] | 0 | 0 | 0 | [24 empty] | 0 | 0 | #VALUE!
5.35 | Providing & fixing glass panes 4.0mm with putty and glazing clips in steel doors, windows, clerestory windows, all complete with : (DSR. 10.30.1 (Civil) | BI01010001010000000000000515BI0100001221 | 270 | Sqm |  |  |  | Excess(+) | 1 | Full Conversion | INR | [13 empty] | 0 | 0 | 0 | [24 empty] | 0 | 0 | #VALUE!
5.36 | Cement concrete flooring 1:2:4 (1 cement : 2 coarse sand : 4 graded stone aggregate) finished with a floating coat of neat cement, including cement slurry, but excluding the cost of nosing of steps etc. complete.40 mm thick with 20 mm nominal size stone aggregate. DSR. 11.3.1 (Civil) | BI01010001010000000000000515BI0100001222 | 540 | Sqm |  |  |  | Excess(+) | 1 | Full Conversion | INR | [13 empty] | 0 | 0 | 0 | [24 empty] | 0 | 0 | #VALUE!
5.37 | 62 mm thick cement concrete flooring with concrete hardener topping, under layer 50 mm thick cement concrete 1:2:4 (1 cement : 2 coarse sand : 4 graded stone aggregate 20mm nominal size) and top layer 12mm thick cement hardener consisting of mix 1:2 (1 cement hardener mix : 2 graded stone aggregate, 6mm nominal size) by volume, hardening compound mixed @ 2 litre per 50 kg of cement or as per manufacture’s specifications. This includes cost of cement slurry, but excluding the cost of nosing of steps etc. complete. DSR. 11.5 (Civil) | BI01010001010000000000000515BI0100001223 | 900 | Sqm |  |  |  | Excess(+) | 1 | Full Conversion | INR | [13 empty] | 0 | 0 | 0 | [24 empty] | 0 | 0 | #VALUE!
5.38 | Providing and laying rectified Glazed Ceramic floor tiles of size 300x300 mm or more (thickness to be specified by the manufacturer), of 1st quality conforming to IS : 15622, of approved make, in colours White, Ivory, Grey, Fume Red Brown, laid on 20 mm thick cement mortar 1:4 (1 Cement: 4 Coarse sand), jointing with grey cement slurry @ 3.3 kg/ sqm including grouting the joints with white cement and matching pigments etc., complete.(DSR. 11.39 (Civil) | BI01010001010000000000000515BI0100001224 | 270 | Sqm |  |  |  | Excess(+) | 1 | Full Conversion | INR | [13 empty] | 0 | 0 | 0 | [24 empty] | 0 | 0 | #VALUE!
5.39 | Providing and laying Vitrified tiles in different sizes (thickness to be specified by manufacturer), with water absorption less than 0.08 % and conforming to I.S. 15622, of approved make, in all colours & shade, in skirting, riser of steps, over 12 mm thick bed of cement mortar 1:3 (1 cement: 3 coarse sand), jointing with grey cement slurry @ 3.3 kg/ sqm including grouting the joint with white cement & matching pigments etc. complete. 600 x 600 mm (DSR. 11.46.2 (Civil) | BI01010001010000000000000515BI0100001225 | 1620 | Sqm |  |  |  | Excess(+) | 1 | Full Conversion | INR | [13 empty] | 0 | 0 | 0 | [24 empty] | 0 | 0 | #VALUE!
5.4 | Providing and fixing on wall face unplasticised Rigid PVC rain water pipes conforming to IS : 13592 Type A, including jointing with seal ring conforming to IS : 5382, leaving 10 mm gap for thermal expansion, (i) Single socketed pipes 110 mm diameter (DSR. 12.41.2 (Civil) | BI01010001010000000000000515BI0100001226 | 135 | RM |  |  |  | Excess(+) | 1 | Full Conversion | INR | [13 empty] | 0 | 0 | 0 | [24 empty] | 0 | 0 | #VALUE!
5.41 | 12 mm cement plaster of mix : 1:6 (1 cement: 6 coarse sand) (DSR. 13.4.2 (Civil) | BI01010001010000000000000515BI0100001227 | 13500 | Sqm |  |  |  | Excess(+) | 1 | Full Conversion | INR | [13 empty] | 0 | 0 | 0 | [24 empty] | 0 | 0 | #VALUE!
5.42 | 15 mm cement plaster on the rough side of single or half brick wall of mix : 1:4 (1 cement: 4 coarse sand) (DSR. 13.5.1 (Civil) | BI01010001010000000000000515BI0100001228 | 450 | Sqm |  |  |  | Excess(+) | 1 | Full Conversion | INR | [13 empty] | 0 | 0 | 0 | [24 empty] | 0 | 0 | #VALUE!
5.43 | Rough cast plaster upto 10 m height above ground level with a mixture of sand and gravel or crushed stone from 6 mm to 10 mm nominal size, dashed over and including the fresh plaster in two layers, under layer 12 mm cement plaster 1:4 (1 cement : 4 coarse sand) and top layer 10 mm cement plaster 1:3 (1 cement : 3 fine sand) mixed with 10% finely grounded hydrated lime by volume of cement Ordinary cement finish using ordinary cement (DSR 13.19.1 (Civil) | BI01010001010000000000000515BI0100001229 | 4500 | Sqm |  |  |  | Excess(+) | 1 | Full Conversion | INR | [13 empty] | 0 | 0 | 0 | [24 empty] | 0 | 0 | #VALUE!
5.44 | Distempering with 1st quality acrylic distemper (ready mixed) having VOC content less than 50 gram/litre, of approved manufacturer and of required shade and colour all complete to achieve even shade and colour : New work (two or more coats) over and including water thinnable priming coat with cement primer having VOC content less than 50 gram/litre (DSR. 13.41.1 (Civil) | BI01010001010000000000000515BI0100001230 | 4500 | Sqm |  |  |  | Excess(+) | 1 | Full Conversion | INR | [13 empty] | 0 | 0 | 0 | [24 empty] | 0 | 0 | #VALUE!
5.45 | Finishing walls with Acrylic Smooth exterior paint of required shade : New work (Two or more coat applied @ 1.67 ltr/10 sqm over and including priming coat of exterior primer applied @ 0.90 litre/10 sqm) (DSR. 13.46.1 (Civil) | BI01010001010000000000000515BI0100001231 | 16200 | Sqm |  |  |  | Excess(+) | 1 | Full Conversion | INR | [13 empty] | 0 | 0 | 0 | [24 empty] | 0 | 0 | #VALUE!
5.46 | Painting with synthetic enamel paint of approved brand and manufacture of required colour to give an even shade : Two or more coats on new work over an under coat of suitable shade with ordinary paint of approved brand and manufacture (DSR. 13.62.1 (Civil) | BI01010001010000000000000515BI0100001232 | 1800 | Sqm |  |  |  | Excess(+) | 1 | Full Conversion | INR | [13 empty] | 0 | 0 | 0 | [24 empty] | 0 | 0 | #VALUE!
5.47 | Providing and applying white cement based putty of average thickness 1 mm, of approved brand and manufacturer, over the plastered wall surface to prepare the surface even and smooth complete. (DSR. 13.80 (Civil) | BI01010001010000000000000515BI0100001233 | 4500 | Sqm |  |  |  | Excess(+) | 1 | Full Conversion | INR | [13 empty] | 0 | 0 | 0 | [24 empty] | 0 | 0 | #VALUE!
5.48 | Demolishing cement concrete manually/ by mechanical means including disposal of material within 50 metres lead as per direction of Engineer - in - charge Nominal concrete 1:3:6 or richer mix (i/c equivalent design mix) (DSR. 15.2.1 (Civil) | BI01010001010000000000000515BI0100001234 | 45 | Cum |  |  |  | Excess(+) | 1 | Full Conversion | INR | [13 empty] | 0 | 0 | 0 | [24 empty] | 0 | 0 | #VALUE!
5.49 | Demolishing R.C.C. work manually/ by mechanical means including stacking of steel bars and disposal of unserviceable material within 50 metres lead as per direction of Engineer - in- charge.(DSR. 15.3 (Civil) | BI01010001010000000000000515BI0100001235 | 45 | Cum |  |  |  | Excess(+) | 1 | Full Conversion | INR | [13 empty] | 0 | 0 | 0 | [24 empty] | 0 | 0 | #VALUE!
5.5 | Demolishing brick work manually/ by mechanical means including stacking of serviceable material and disposal of unserviceable material within 50 metres lead as per direction of Engineer-in-charge. In cement mortar (DSR. 15.7.4 (Civil) | BI01010001010000000000000515BI0100001236 | 27 | Cum |  |  |  | Excess(+) | 1 | Full Conversion | INR | [13 empty] | 0 | 0 | 0 | [24 empty] | 0 | 0 | #VALUE!
5.51 | Dismantling steel work in built up sections in angles, tees, flats and channels including all gusset plates, bolts, nuts, cutting rivets, welding etc. including dismembering and stacking within 50 metres lead.(DSR 15.18 (Civil) | BI01010001010000000000000515BI0100001237 | 444 | KG |  |  |  | Excess(+) | 1 | Full Conversion | INR | [13 empty] | 0 | 0 | 0 | [24 empty] | 0 | 0 | #VALUE!
5.52 | Providing and fixing concertina coil fencing with punched tape concertina coil 600 mm dia 10 metre openable length ( total length 90 m), having 50 nos rounds per 6 metre length, upto 3 m height of wall with existing angle iron 'Y' shaped placed 2.4m or 3.00 m apart and with 9 horizontal R.B.T. reinforced barbed wire, stud tied with G.I. staples and G.I. clips to retain horizontal, including necessary bolts or G.I. barbed wire tied to angle iron, all complete as per direction of Engineer-in-charge, with reinforced barbed tape(R.B.T.) / Spring core (2.5mm thick) wire of high tensile strength of 165 kg/ sq.mm with tape (0.52 mm thick) and weight 43.478 gm/ metre (cost of M.S. angle, C.C. blocks shall be paid separately) (DSR. 16.53 (Civil) | BI01010001010000000000000515BI0100001238 | 1980 | Rm |  |  |  | Excess(+) | 1 | Full Conversion | INR | [13 empty] | 0 | 0 | 0 | [24 empty] | 0 | 0 | #VALUE!
5.53 | Extra for providing and mixing hardening compound of approved quality as per manufacturer's specification in cement concrete.(DSR. 16.44 (Civil) | BI01010001010000000000000515BI0100001239 | 1350 | liter |  |  |  | Excess(+) | 1 | Full Conversion | INR | [13 empty] | 0 | 0 | 0 | [24 empty] | 0 | 0 | #VALUE!
5.54 | Providing and filling in position rubberized bitumen hot sealing compound for sealing of expansion joints in roads / pavements all complete as per direction of the Engineer-in-Charge Providing and filling in position rubberized bitumen hot sealing compound for sealing of expansion joints in roads / pavements all complete as per direction of the Engineer-in-Charge. (DSR. 16.46.1 (Civil) | BI01010001010000000000000515BI0100001240 | 720 | per cm depth per cm width per metre length |  |  |  | Excess(+) | 1 | Full Conversion | INR | [13 empty] | 0 | 0 | 0 | [24 empty] | 0 | 0 | #VALUE!
5.55 | Providing and laying 80mm thick factory made chamfered edge Cement Concrete paver blocks Grade M-35 in footpath, parks, lawns, drive ways or light traffic parking etc, of required strength, thickness & size/ shape, made by table vibratory method using PU mould, laid in required colour & pattern over 50mm thick compacted bed of sand, compacting and proper embedding/laying of inter locking paver blocks into the sand bedding layer through vibratory compaction by using plate vibrator, filling the joints with sand and cutting of paver blocks as per required size and pattern, finishing and sweeping extra sand. complete all as per direction of Engineer-in-Charge. (DSR. 16.91.2 (Civil) | BI01010001010000000000000515BI0100001241 | 360 | Sqm |  |  |  | Excess(+) | 1 | Full Conversion | INR | [13 empty] | 0 | 0 | 0 | [24 empty] | 0 | 0 | #VALUE!
5.56 | Providing and laying C.C. pavement of mix M-25 with ready mixed concrete from batching plant. The ready mixed concrete shall be laid and finished with screed board vibrator , vacuum dewatering process and finally finished by floating, brooming with wire brush etc. complete as per specifications and directions of Engineer-in-charge. (The panel shuttering work shall be paid for separately). (Note:- Cement content considered in this item is @ 330 kg/cum. Excess/less cement used as per design mix is payable/ recoverable separately) DSR. 16.75 (Civil) | BI01010001010000000000000515BI0100001242 | 450 | Cum |  |  |  | Excess(+) | 1 | Full Conversion | INR | [13 empty] | 0 | 0 | 0 | [24 empty] | 0 | 0 | #VALUE!
5.57 | Wiring for light point/ fan point/ exhaust fan point/ call bell point with 1.5 sq.mm FRLS PVC insulated copper conductor single core cable in surface / recessed medium class PVC conduit, with modular switch, modular plate, suitable GI box and earthing the point with 1.5 sq.mm. FRLS PVC insulated copper conductor single core cable etc as required..Group C (DSR 1.10.3 (E&M) | BI01010001010000000000000515BI0100001243 | 288 | Nos |  |  |  | Excess(+) | 1 | Full Conversion | INR | [13 empty] | 0 | 0 | 0 | [24 empty] | 0 | 0 | #VALUE!
5.58 | Wiring for circuit/ submain wiring along with earth wire with the following sizes of FRLS PVC insulated copper conductor, single core cable in surface/ recessed medium class PVC conduit as required 2 X 6 sq. mm + 1 X 6 sq. mm earth wire (DSR 1.14.4 (E&M) | BI01010001010000000000000515BI0100001244 | 900 | RM |  |  |  | Excess(+) | 1 | Full Conversion | INR | [13 empty] | 0 | 0 | 0 | [24 empty] | 0 | 0 | #VALUE!
5.59 | Supplying and fixing 5 amps to 32 amps rating, 240/415 volts, "C" curve, miniature circuit breaker suitable for inductive load of following poles in the existing MCB DB complete with connections, testing and commissioning etc. as required. Single pole (DSR 2.10.1 (E&M) | BI01010001010000000000000515BI0100001245 | 225 | Nos |  |  |  | Excess(+) | 1 | Full Conversion | INR | [13 empty] | 0 | 0 | 0 | [24 empty] | 0 | 0 | #VALUE!
5.6 | Supplying and fixing following rating, double pole, 240 volts, isolator in the existing MCB DB complete with connections, testing and commissioning etc. as required.63 amps (DSR 2.12.2 (E&M) | BI01010001010000000000000515BI0100001246 | 108 | Nos |  |  |  | Excess(+) | 1 | Full Conversion | INR | [13 empty] | 0 | 0 | 0 | [24 empty] | 0 | 0 | #VALUE!
5.61 | Supplying and fixing following way, horizontal type three pole and neutral, sheet steel, MCB distribution board, 415 volts, on surface/ recess, complete with tinned copper bus bar, neutral bus bar, earth bar, din bar, interconnections, powder painted including earthing etc. as required. (But without MCB/RCCB/Isolator) 4 way (4 + 12), Double door (DSR 2.4.1 (E&M) | BI01010001010000000000000515BI0100001247 | 9 | Nos |  |  |  | Excess(+) | 1 | Full Conversion | INR | [13 empty] | 0 | 0 | 0 | [24 empty] | 0 | 0 | #VALUE!
5.62 | Wiring for light/ power plug with 2X4 sq. mm FRLS PVC insulated copper conductor single core cable in surface/ recessed medium class PVC conduit along with 1 No 4 sq. mm FRLS PVC insulated copper conductor single core cable for loop earthing as required. (DSR 1.12 (E&M) | BI01010001010000000000000515BI0100001248 | 450 | RM |  |  |  | Excess(+) | 1 | Full Conversion | INR | [13 empty] | 0 | 0 | 0 | [24 empty] | 0 | 0 | #VALUE!
5.63 | Providing and fixing circular/ Hexagonal cast iron or M.S. sheet box for ceiling fan clamp, of internal dia 140 mm, 73 mm height, top lid of 1.5 mm thick M.S. sheet with its top surface hacked for proper bonding, top lid shall be screwed into the cast iron/ M.S. sheet box by means of 3.3 mm dia round headed screws, one lock at the corners. Clamp shall be made of 12 mm dia M.S. bar bent to shape as per standard drawing. (DSR 10.18 (Civil) | BI01010001010000000000000515BI0100001249 | 72 | Nos |  |  |  | Excess(+) | 1 | Full Conversion | INR | [13 empty] | 0 | 0 | 0 | [24 empty] | 0 | 0 | #VALUE!
5.64 | Providing and fixing water closet squatting pan (Indian type W.C. pan ) with 100 mm sand cast Iron P or S trap, 10 litre low level white P.V.C. flushing cistern, including flush pipe, with manually controlled device (handle lever) conforming to IS : 7231, with all fittings and fixtures complete, including cutting and making good the walls and floors wherever required:White Vitreous china Orissa pattern W.C. pan of size 580x440 mm with integral type foot rests (DSR. 17.1.1 (Civil) | BI01010001010000000000000515BI0100001250 | 9 | Nos |  |  |  | Excess(+) | 1 | Full Conversion | INR | [13 empty] | 0 | 0 | 0 | [24 empty] | 0 | 0 | #VALUE!
5.65 | Providing and fixing of W.C. pan with ISI marked white solid plastic seat and lid white vitreous china pedestal type water closet (European type) with seat and lid, 10 litre low level white vitreous china flushing cistern & C.P. flush bend with fittings & C.I. brackets, 40 mm flush bend, overflow arrangement with specials of standard make and mosquito proof coupling of approved municipal design complete, including painting of fittings and brackets, cutting and making good the walls and floors wherever required :(DSR. 17.3.1 (Civil) | BI01010001010000000000000515BI0100001251 | 9 | Nos |  |  |  | Excess(+) | 1 | Full Conversion | INR | [13 empty] | 0 | 0 | 0 | [24 empty] | 0 | 0 | #VALUE!
5.66 | Providing and fixing white vitreous china flat back or wall corner type lipped front urinal basin of 430x260x350 mm and 340x410x265 mm sizes respectively with automatic flushing cistern with standard flush pipe and C.P. brass spreaders with brass unions and G.I clamps complete, including painting of fittings and brackets, cutting and making good the walls and floors wherever required :One urinal basin with 5 litre white P.V.C. automatic flushing cistern (DSR. 17.4.1 (Civil) | BI01010001010000000000000515BI0100001252 | 9 | Nos |  |  |  | Excess(+) | 1 | Full Conversion | INR | [13 empty] | 0 | 0 | 0 | [24 empty] | 0 | 0 | #VALUE!
5.67 | Providing and fixing wash basin with C.I. brackets, 15 mm C.P. brass pillar taps, 32 mm C.P. brass waste of standard pattern, including painting of fittings and brackets, cutting and making good the walls wherever require:White Vitreous China Wash basin size 550x400 mm with a pair of 15 mm C.P. brass pillar taps (DSR. 17.7.3 (Civil) | BI01010001010000000000000515BI0100001253 | 9 | Nos |  |  |  | Excess(+) | 1 | Full Conversion | INR | [13 empty] | 0 | 0 | 0 | [24 empty] | 0 | 0 | #VALUE!
5.68 | Providing and fixing 600x450 mm beveled edge mirror of superior glass (of approved quality) complete with 6 mm thick hard board ground fixed to wooden cleats with C.P. brass screws and washers complete. (DSR. 17.31 (Civil) | BI01010001010000000000000515BI0100001254 | 9 | Nos |  |  |  | Excess(+) | 1 | Full Conversion | INR | [13 empty] | 0 | 0 | 0 | [24 empty] | 0 | 0 | #VALUE!
5.69 | Providing and fixing of 15mm nominal dia Chlorinated Polyvinyl Chloride (CPVC) pipes, having thermal stability for hot & cold water supply, including all CPVC plain & brass threaded fittings, i/c fixing the pipe with clamps at 1.00 m spacing. This includes jointing of pipes & fittings with one step CPVC solvent cement and the cost of cutting chases and making good the same including testing of joints complete as per direction of Engineer in Charge.Concealed work, including cutting chases and making good the walls etc.(DSR 18.8.1 (Civil) | BI01010001010000000000000515BI0100001255 | 180 | RM |  |  |  | Excess(+) | 1 | Full Conversion | INR | [13 empty] | 0 | 0 | 0 | [24 empty] | 0 | 0 | #VALUE!
5.7 | Providing and fixing of 25mm nominal dia Chlorinated Polyvinyl Chloride (CPVC) pipes, having thermal stability for hot & cold water supply, including all CPVC plain & brass threaded fittings, i/c fixing the pipe with clamps at 1.00 m spacing. This includes jointing of pipes & fittings with one step CPVC solvent cement and the cost of cutting chases and making good the same including testing of joints complete as per direction of Engineer in Charge.Concealed work, including cutting chases and making good the walls etc.(DSR 18.8.3 (Civil) | BI01010001010000000000000515BI0100001256 | 225 | RM |  |  |  | Excess(+) | 1 | Full Conversion | INR | [13 empty] | 0 | 0 | 0 | [24 empty] | 0 | 0 | #VALUE!
5.71 | Providing and fixing of 32mm nominal dia Chlorinated Polyvinyl Chloride (CPVC) pipes, having thermal stability for hot & cold water supply, including all CPVC plain & brass threaded fittings, i/c fixing the pipe with clamps at 1.00 m spacing. This includes jointing of pipes & fittings with one step CPVC solvent cement and the cost of cutting chases and making good the same including testing of joints complete as per direction of Engineer in Charge.Concealed work, including cutting chases and making good the walls etc.(DSR 18.8.4 (Civil) | BI01010001010000000000000515BI0100001257 | 225 | RM |  |  |  | Excess(+) | 1 | Full Conversion | INR | [13 empty] | 0 | 0 | 0 | [24 empty] | 0 | 0 | #VALUE!
5.72 | Providing and fixing gun metal gate valve with C.I. wheel of approved quality (screwed end) : 25MM (DSR. 18.17.1 (Civil) | BI01010001010000000000000515BI0100001258 | 18 | Nos |  |  |  | Excess(+) | 1 | Full Conversion | INR | [13 empty] | 0 | 0 | 0 | [24 empty] | 0 | 0 | #VALUE!
5.73 | Providing and laying of 75 mm Dia. SWR, PVC ( Finolex or equivalent ) pipe including cost of excavation, C.C etc including its jointing and connection, all materials, labour and T&P etc. required for proper completion of the work. CSI No 27.29 (a) old sor 2023 | BI01010001010000000000000515BI0100001259 | 99 | RM |  |  |  | Excess(+) | 1 | Full Conversion | INR | [13 empty] | 0 | 0 | 0 | [24 empty] | 0 | 0 | #VALUE!
5.74 | Providing and laying of 110mm dia SWR, PVC ( Finolex or equivalent ) pipe including cost of excavation, C.C etc including its jointing and connection, all materials, labour and T&P etc. required for proper completion of the work. CSI No 27.29 (c) old sor 2023 | BI01010001010000000000000515BI0100001260 | 180 | RM |  |  |  | Excess(+) | 1 | Full Conversion | INR | [13 empty] | 0 | 0 | 0 | [24 empty] | 0 | 0 | #VALUE!
5.75 | Providing and fixing C.P. brass bib cock of approved quality conforming to IS:8931 :15 mm nominal bore(DSR. 18.49.1 (Civil) | BI01010001010000000000000515BI0100001261 | 36 | Nos |  |  |  | Excess(+) | 1 | Full Conversion | INR | [13 empty] | 0 | 0 | 0 | [24 empty] | 0 | 0 | #VALUE!
5.76 | Providing and fixing C.P. brass angle valve for basin mixer and geyser points of approved quality conforming to IS:8931 .15mm nominal bore (DSR. 18.53.1 (Civil) | BI01010001010000000000000515BI0100001262 | 36 | Nos |  |  |  | Excess(+) | 1 | Full Conversion | INR | [13 empty] | 0 | 0 | 0 | [24 empty] | 0 | 0 | #VALUE!
5.77 | Providing and placing on terrace (at all floor levels) polyethylene water storage tank, IS : 12701 marked, with cover and suitable locking arrangement and making necessary holes for inlet, outlet and overflow pipes but without fittings and the base support for tank.(DSR. 18.48 (Civil) | BI01010001010000000000000515BI0100001263 | 9000 | liter |  |  |  | Excess(+) | 1 | Full Conversion | INR | [13 empty] | 0 | 0 | 0 | [24 empty] | 0 | 0 | #VALUE!
5.78 | Boring, providing and installation bored cast-in-situ reinforced cement concrete piles of grade M-25 of specified diameter and length below the pile cap, to carry a safe working load not less than specified, excluding the cost of steel reinforcement but including the cost of boring with bentonite solution and temporary casing of appropriate length for setting out and removal of same and the length of the pile to be embedded in the pile cap etc. by percussion drilling using Direct mud circulation (DMC) or Bailer and chisel technique by tripod and mechanical Winch Machine all complete, including removal of excavated earth with all its lifts and leads (length of pile for payment shall be measured up to bottom of pile cap). :450 mm dia piles (DSR. 20.2.1 (Civil) | BI01010001010000000000000515BI0100001264 | 90 | RM |  |  |  | Excess(+) | 1 | Full Conversion | INR | [13 empty] | 0 | 0 | 0 | [24 empty] | 0 | 0 | #VALUE!
5.79 | Boring with hydraulic piling rigs with power units, providing and installing cast in situ single under reamed piles of specified diameter and length below pile cap in M-25 cement concrete, to carry a safe working load not less than specified, excluding the cost of steel reinforcement but including the cost of boring with bentonite solution and the length of the pile to be embedded in pile cap etc. all complete. (Length of pile for payment shall be measured upto to the bottom of pile cap) : (300MM dia Pile) DSR 20.3.1 (Civil) | BI01010001010000000000000515BI0100001265 | 90 | RM |  |  |  | Excess(+) | 1 | Full Conversion | INR | [13 empty] | 0 | 0 | 0 | [24 empty] | 0 | 0 | #VALUE!
5.8 | 1200 mm sweep, BEE 5 star rated, ceiling fan with Brush Less Direct Current (BLDC) Motor, class of insulation: B, 3 nos. blades, 30 cm long down rod, 2 nos. canopies, shackle kit, safety rope, copper winding, Power Factor not less than 0.9, Service Value (CM/M/W) minimum 6.00, Air delivery minimum 210 Cum/Min , 350 RPM (tolerance as per IS : 374-2019), THD less than 10%, remote or electronic regulator unit for speed control and all remaining accessories including safety pin, nut bolts, washers, temperature rise=75 degree C (max.), insulation resistance more than 2 mega ohm, suitable for 230 V, 50 Hz, single phase AC supply Earthing etc (DSR 19.1 (E&M) | BI01010001010000000000000515BI0100001266 | 72 | Nos |  |  |  | Excess(+) | 1 | Full Conversion | INR | [13 empty] | 0 | 0 | 0 | [24 empty] | 0 | 0 | #VALUE!
5.81 | Supply and Fixing of 5 blade Exhaust fan ventile air dx 225 mm of Havells or equivalent make including all material, T&P etc required for proper completion of work as approved by engineer in charge (Old sor 2023 CSI No. 28.38) | BI01010001010000000000000515BI0100001267 | 36 | Nos |  |  |  | Excess(+) | 1 | Full Conversion | INR | [13 empty] | 0 | 0 | 0 | [24 empty] | 0 | 0 | #VALUE!
5.82 | Supply and fixing of LED Tube Light with batten suitable for up to 1 X 22 watt LED tube light fitting including tube on Surface complete in all respect. CAT- AA NSI (Ref. UPPWD SOR ELECTRICAL 2018 Item No 1413) | BI01010001010000000000000515BI0100001268 | 135 | Nos |  |  |  | Excess(+) | 1 | Full Conversion | INR | [13 empty] | 0 | 0 | 0 | [24 empty] | 0 | 0 | #VALUE!
5.83 | Boring/drilling bore well of required dia for casing/ strainer pipe, by suitable method prescribed in IS: 2800 (part I), including collecting samples from different strata, preparing and submitting strata chart/ bore log, including hire & running charges of all equipments, tools, plants & machineries required for the job, all complete as per direction of Engineer-in-charge, upto 90 metre depth below ground level. All Types of soil For 300 mm dia (DSR. 23.1.1.1 (Civil) | BI01010001010000000000000515BI0100001269 | 810 | Meter |  |  |  | Excess(+) | 1 | Full Conversion | INR | [13 empty] | 0 | 0 | 0 | [24 empty] | 0 | 0 | #VALUE!
5.84 | Boring/drilling bore well of required dia for casing/ strainer pipe, by suitable method prescribed in IS: 2800 (part I), including collecting samples from different strata, preparing and submitting strata chart/ bore log, including hire & running charges of all equipments, tools, plants & machineries required for the job, all complete as per direction of Engineer -in-charge, beyond 90 metre & upto 150 metre depth below ground level. All Types of soil For 300 mm dia (DSR. 23.2.1.1 (Civil) | BI01010001010000000000000515BI0100001270 | 180 | Meter |  |  |  | Excess(+) | 1 | Full Conversion | INR | [13 empty] | 0 | 0 | 0 | [24 empty] | 0 | 0 | #VALUE!
5.85 | Supplying, assembling, lowering and fixing in vertical position in bore well, unplasticized PVC medium well casing (CM) pipe of required dia, conforming to IS: 12818, including required hire and labour charges, fittings & accessories etc. all complete, for all depths, as per direction of Engineer -in-charge. For 150 mm nominal size dia (DSR. 23.3.2 (Civil) | BI01010001010000000000000515BI0100001271 | 720 | Meter |  |  |  | Excess(+) | 1 | Full Conversion | INR | [13 empty] | 0 | 0 | 0 | [24 empty] | 0 | 0 | #VALUE!
5.86 | Supplying, assembling, lowering and fixing in vertical position in bore well unplasticized PVC medium well screen (RMS) pipes with ribs, conforming to IS: 12818, including hire & labour charges, fittings & accessories etc. all complete, for all depths, as per direction of Engineer-in-charge.For 150 mm nominal size dia (DSR. 23.4.2 (Civil) | BI01010001010000000000000515BI0100001272 | 270 | Meter |  |  |  | Excess(+) | 1 | Full Conversion | INR | [13 empty] | 0 | 0 | 0 | [24 empty] | 0 | 0 | #VALUE!
5.87 | Gravel packing in tubewell construction in accordance with IS: 4097, including providing gravel fine/ medium/ coarse, in required grading & sizes as per actual requirement, all complete as per direction of Engineer-in-charge.(DSR. 23.8 (Civil) | BI01010001010000000000000515BI0100001273 | 90 | Cum |  |  |  | Excess(+) | 1 | Full Conversion | INR | [13 empty] | 0 | 0 | 0 | [24 empty] | 0 | 0 | #VALUE!
5.88 | Development of tube well in accordance with IS : 2800 (part I) and IS: 11189, to establish maximum rate of usable water yield without sand content (beyond permissible limit), with required capacity air compressor, running the compressor for required time till well is fully developed, measuring yield of well by "V" notch method or any other approved method, measuring static level & draw down etc. by step draw down method, collecting water samples & getting tested in approved laboratory, i/c disinfection of tubewell, all complete, including hire & labour charges of air compressor, tools & accessories etc., all as per requirement and direction of Engineer-in-charge.(DSR. 23.12 (Civil) | BI01010001010000000000000515BI0100001274 | 72 | Hours |  |  |  | Excess(+) | 1 | Full Conversion | INR | [13 empty] | 0 | 0 | 0 | [24 empty] | 0 | 0 | #VALUE!
5.89 | Providing and fixing M.S. clamp of required dia to the top of casing/ housing pipe of tubewell as per IS: 2800 (part I), including necessary bolts & nuts of required size complete.For 200 mm nominal size dia (DSR. 23.14.3 (Civil) | BI01010001010000000000000515BI0100001275 | 18 | Each |  |  |  | Excess(+) | 1 | Full Conversion | INR | [13 empty] | 0 | 0 | 0 | [24 empty] | 0 | 0 | #VALUE!
5.9 | Providing and fixing Bail plug/ Bottom plug of required dia to the bottom of pipe assembly of tubewell as per IS:2800 (part I).For 150 mm nominal size dia (DSR. 23.15.4 (Civil) | BI01010001010000000000000515BI0100001276 | 18 | Each |  |  |  | Excess(+) | 1 | Full Conversion | INR | [13 empty] | 0 | 0 | 0 | [24 empty] | 0 | 0 | #VALUE!
5.91 | Supply & Installation of submersible pump of K.S.B/ CALAMA. or eqt. make including cost of labour, T&P and material required for completion of work.g) three phase 3 HP outlet 80 mm dia. or more, Head 63/31, Discharge 20000/50000 LPH (old sor 2023 CSI No. 19.32 C) | BI01010001010000000000000515BI0100001277 | 9 | Each |  |  |  | Excess(+) | 1 | Full Conversion | INR | [13 empty] | 0 | 0 | 0 | [24 empty] | 0 | 0 | #VALUE!
5.92 | Supply & fixing of steel wire rope for submersible pump including cost of labour, T&P and material required for completion of work. (old sor-2023 CSI No. 19.34) | BI01010001010000000000000515BI0100001278 | 990 | Rm |  |  |  | Excess(+) | 1 | Full Conversion | INR | [13 empty] | 0 | 0 | 0 | [24 empty] | 0 | 0 | #VALUE!
5.93 | Providing and fixing G.I. pipes complete with G.I. fittings including trenching and refilling etc. For 50 mm dia nominal bore (DSR. 18.12.6 (Civil) | BI01010001010000000000000515BI0100001279 | 180 | Rm |  |  |  | Excess(+) | 1 | Full Conversion | INR | [13 empty] | 0 | 0 | 0 | [24 empty] | 0 | 0 | #VALUE!
5.94 | Providing and fixing gun metal gate valve with C.I. wheel of approved quality (screwed end) : 50MM (DSR. 18.17.4 (Civil) | BI01010001010000000000000515BI0100001280 | 36 | Nos |  |  |  | Excess(+) | 1 | Full Conversion | INR | [13 empty] | 0 | 0 | 0 | [24 empty] | 0 | 0 | #VALUE!
5.95 | Constructing masonry Chamber 60x60x75 cm inside, in brick work in cement mortar 1:4 (1 cement : 4 coarse sand) for sluice valve, with C.I. surface box 100mm top diameter, 160 mm bottom diameter and 180 mm deep ( inside) with chained lid and RCC top slab 1:1.5:3 mix (1 cement : 1.5 coarse sand : 3 graded stone aggregate 20mm nominal size ) , i/c necessary excavation, foundation concrete 1:5:10 (1 cement : 5 fine sand : 10 graded stone aggregate 40 mm nominal size) and inside plastering with cement mortar 1:3 (1 cement : 3 coarse sand) 12 mm thick, finished with a floating coat of neat cement complete as per standard design : With common burnt clay F.P.S.(non modular) bricks of class designation 7.5 (DSR. 18.33.1 (Civil) | BI01010001010000000000000515BI0100001281 | 9 | Each |  |  |  | Excess(+) | 1 | Full Conversion | INR | [13 empty] | 0 | 0 | 0 | [24 empty] | 0 | 0 | #VALUE!
5.96 | Attending Beldar Services DSR Code 0114 + 10% CP charge) | BI01010001010000000000000515BI0100001282 | 90 | Nos |  |  |  | Excess(+) | 1 | Full Conversion | INR | [13 empty] | 0 | 0 | 0 | [24 empty] | 0 | 0 | #VALUE!
5.97 | Hire Charges for light crane with operator & fuel (Ch 16, 16.21) (CSI No. Chapter-2 SL No. 21 (C) + 10% CP Old SOR 2023) | BI01010001010000000000000515BI0100001283 | 144 | Hours |  |  |  | Excess(+) | 1 | Full Conversion | INR | [13 empty] | 0 | 0 | 0 | [24 empty] | 0 | 0 | #VALUE!
5.98 | Supply and wiring of submain with two number 10 sq. mm. FRLSH PVC insulated 1100 V grade multistrand single core copper conductor cable in 25mm dia heavy guage rigid steel conduit on surface, with one number 10 SWG copper earth continuity wire etc. complete in all respect. NSI (Ref. UPPWD SOR ELECTRICAL 2018 Item No 213 B) | BI01010001010000000000000515BI0100001284 | 90 | RM |  |  |  | Excess(+) | 1 | Full Conversion | INR | [13 empty] | 0 | 0 | 0 | [24 empty] | 0 | 0 | #VALUE!
5.99 | As in item no. 213 (B) but in 25 mm dia heavy duty (2 mm thick ) PVC conduit with one number 6 sq. mm. FRLSH PVC insulated multistrand copper conductor cable as earth continuity wire drawn in conduit. NSI (Ref. UPPWD SOR ELECTRICAL 2018 Item No 213 C) | BI01010001010000000000000515BI0100001285 | 450 | RM |  |  |  | Excess(+) | 1 | Full Conversion | INR | [13 empty] | 0 | 0 | 0 | [24 empty] | 0 | 0 | #VALUE!
6 | Supply and wiring of submain with two number 16 sq.mm. PVC insulated 1100 V grade single core aluminium conductor cable in 32 mm dia heavy duty (2mm thick ) PVC conduit with one number 10 sq. mm. FRLSH PVC insulated multistrand copper conductorcable as earth continuity wire drawn in conduit. NSI (Ref. UPPWD SOR ELECTRICAL 2018 Item No 214 C) | BI01010001010000000000000515BI0100001286 | 90 | RM |  |  |  | Excess(+) | 1 | Full Conversion | INR | [13 empty] | 0 | 0 | 0 | [24 empty] | 0 | 0 | #VALUE!
6.01 | S&F of 100 A. 415 V Metal clad TPN CFS complete with HRC fuse etc. on angle iron frame complete in all respect. NSI (Ref. UPPWD SOR ELECTRICAL 2018 Item No 353) | BI01010001010000000000000515BI0100001287 | 9 | Nos |  |  |  | Excess(+) | 1 | Full Conversion | INR | [13 empty] | 0 | 0 | 0 | [24 empty] | 0 | 0 | #VALUE!
6.02 | S&F of 200 A. 415 V Metal clad TPN CFS complete with HRC fuse etc. on angle iron frame complete in all respect. NSI (Ref. UPPWD SOR ELECTRICAL 2018 Item No 354) | BI01010001010000000000000515BI0100001288 | 9 | Nos |  |  |  | Excess(+) | 1 | Full Conversion | INR | [13 empty] | 0 | 0 | 0 | [24 empty] | 0 | 0 | #VALUE!
6.03 | S&F of 200 Amp. four pole change over switch on 50mm x 50mm x 6mm angle iron frame, including the cost of labour, T&P, painting and other material required for proper completion of the work as per direction and satisfaction of Engineer in charge. NSI (Ref. UPPWD SOR ELECTRICAL 2018 Item No 379) | BI01010001010000000000000515BI0100001289 | 9 | Nos |  |  |  | Excess(+) | 1 | Full Conversion | INR | [13 empty] | 0 | 0 | 0 | [24 empty] | 0 | 0 | #VALUE!
6.04 | Supply and fixing of LED Street light Fitting having die cast aluminium body and diffuser with driver set suitable for 75 to 90 Watt. Confirming to IP 66 and above Protection complete in all respect CAT- AAA. NSI (Ref. UPPWD SOR ELECTRICAL 2018 Item No 1423) | BI01010001010000000000000515BI0100001290 | 18 | Nos |  |  |  | Excess(+) | 1 | Full Conversion | INR | [13 empty] | 0 | 0 | 0 | [24 empty] | 0 | 0 | #VALUE!
6.05 | Finishing with Epoxy paint On concrete work (two or more coats) at all locations prepared and applied as per manufacturer's specifications including appropriate priming coat, preparation of surface, etc. complete (DSR. 13.52.2 (Civil) | BI01010001010000000000000515BI0100001291 | 1620 | Sqm |  |  |  | Excess(+) | 1 | Full Conversion | INR | [13 empty] | 0 | 0 | 0 | [24 empty] | 0 | 0 | #VALUE!
6.06 | Providing and fixing of Powder coated aluminium (minimum thickness of powder coating 50 micron) aluminium work for doors, windows, ventilators and partitions with extruded built up standard tubular sections/ appropriate Z sections and other sections of approved make conforming to IS: 733 and IS: 1285, fixing with dash fasteners of required dia and size, including necessary filling up the gaps at junctions, i.e. at top, bottom and sides with required EPDM rubber/ neoprene gasket etc. Aluminium sections shall be smooth, rust free, straight, mitred and jointed mechanically wherever required including cleat angle, Aluminium snap beading for glazing / paneling, C.P. brass / stainless steel screws, all complete as per architectural drawings and the directions of Engineer-in-charge. (Glazing, paneling and dash fasteners to be paid for separately) : (DSR. 21.1.1.2 (Civil) | BI01010001010000000000000515BI0100001292 | 450 | KG |  |  |  | Excess(+) | 1 | Full Conversion | INR | [13 empty] | 0 | 0 | 0 | [24 empty] | 0 | 0 | #VALUE!
6.07 | For shutters of Powder coated aluminium (minimum thickness of powder coating 50 micron) doors, windows & ventilators including providing and fixing hinges/ pivots and making provision for fixing of fittings wherever required including the cost of EPDM rubber / neoprene gasket required (Fittings shall be paid for separately DSR. 21.1.2.2 (Civil) | BI01010001010000000000000515BI0100001293 | 450 | KG |  |  |  | Excess(+) | 1 | Full Conversion | INR | [13 empty] | 0 | 0 | 0 | [24 empty] | 0 | 0 | #VALUE!
6.08 | Providing and fixing glazing in aluminium door, window, ventilator shutters and partitions etc. with EPDM rubber / neoprene gasket etc. complete as per the architectural drawings and the directions of engineer-in-charge . (Cost of aluminium snap beading shall be paid in basic item): With float glass panes of 5 mm thickness (weight not less than 12.50 kg/sqm) (DSR. 21.3.2 (Civil) | BI01010001010000000000000515BI0100001294 | 90 | Sqm |  |  |  | Excess(+) | 1 | Full Conversion | INR | [13 empty] | 0 | 0 | 0 | [24 empty] | 0 | 0 | #VALUE!
6.09 | Providing and fixing double action hydraulic floor spring of approved brand and manufacture conforming to IS : 6315, having brand logo embossed on the body / plate with double spring mechanism and door weight upto 125 kg, for doors, including cost of cutting floors, embedding in floors as required and making good the same matching to the existing floor finishing and cover plates with brass pivot and single piece M.S. sheet outer box with slide plate etc. complete as per the direction of Engineer-in-charge. With stainless steel cover plate minimum 1.25 mm thickness (DSR. 21.4.1 (Civil) | BI01010001010000000000000515BI0100001295 | 36 | Nos |  |  |  | Excess(+) | 1 | Full Conversion | INR | [13 empty] | 0 | 0 | 0 | [24 empty] | 0 | 0 | #VALUE!
6.1 | Providing and fixing Pre-laminated particle board with decorative lamination on both sides 12 mm thick prelaminated particle board flat pressed three layer or graded wood particle board conforming to IS: 12823 Grade l Type ll, in panelling fixed in aluminum doors, windows shutters and partition frames with C.P. brass / stainless steel screws etc. complete as per architectural drawings and directions of engineer-in-charge. (DSR. 21.2.2 (Civil) | BI01010001010000000000000515BI0100001296 | 36 | Sqm |  |  |  | Excess(+) | 1 | Full Conversion | INR | [13 empty] | 0 | 0 | 0 | [24 empty] | 0 | 0 | #VALUE!
6.11 | Providing and fixing machine moulded aluminium covering of approved pattern & design, made out of machine cut aluminium sheet and machine holed for receiving dash fastener, over expansion joints on vertical surfaces/ceiling floors, the fixing on plate in one row on one side of joint only shall be done with stainless steel dash fasteners of 8 mm dia and 75 mm long bolt including providing aluminium washers 2 mm thick & 15 mm dia , at a staggered pitch of 200mm centre to centre including drilling holes in the receiving surface and providing expandable plastic sleeves in holes etc. complete as per direction of Engineer-in-charge Anodised aluminium sheet 2.5mm thick (anodised transparent or dyed to required shade according to IS: 1868, Minimum anodic coating of grade AC 15) (DSR. 21.7.1 (Civil) | BI01010001010000000000000515BI0100001297 | 450 | KG |  |  |  | Excess(+) | 1 | Full Conversion | INR | [13 empty] | 0 | 0 | 0 | [24 empty] | 0 | 0 | #VALUE!
6.12 | Providing and fixing of 255 X 19 mm stainless steel (SS 304 grade) adjustable friction windows stays of approved quality with necessary stainless steel screws etc. to the side hung windows as per direction of Engineer-in-charge complete. (DSR. 21.11.2 (Civil) | BI01010001010000000000000515BI0100001298 | 180 | Each |  |  |  | Excess(+) | 1 | Full Conversion | INR | [13 empty] | 0 | 0 | 0 | [24 empty] | 0 | 0 | #VALUE!
6.13 | Providing and fixing of Powder coated minimum thickness 50 micron aluminium tubular handle bar aluminium tubular handle bar 32 mm outer dia, 3.0 mm thick & 2100 mm long with SS screws etc .complete as per direction of Engineer-in-Charge. (DSR. 21.12.2 (Civil) | BI01010001010000000000000515BI0100001299 | 36 | Each |  |  |  | Excess(+) | 1 | Full Conversion | INR | [13 empty] | 0 | 0 | 0 | [24 empty] | 0 | 0 | #VALUE!
6.14 | Providing and fixing Brass 100mm mortice latch and lock with 6 levers without pair of handles (best make of approved quality) for aluminium doors including necessary cutting and making good etc. complete (DSR. 21.13 (Civil) | BI01010001010000000000000515BI0100001300 | 18 | Each |  |  |  | Excess(+) | 1 | Full Conversion | INR | [13 empty] | 0 | 0 | 0 | [24 empty] | 0 | 0 | #VALUE!
6.15 | Providing and fixing of Powder coated minimum thickness 50 micron aluminium casement windows fastener of required length for aluminium windows with necessary screws etc. complete. (DSR. 21.15.2 (Civil) | BI01010001010000000000000515BI0100001301 | 180 | Each |  |  |  | Excess(+) | 1 | Full Conversion | INR | [13 empty] | 0 | 0 | 0 | [24 empty] | 0 | 0 | #VALUE!
6.16 | Providing and fixing of Powder coated minimum thickness 50 micron aluminium round shape handle of outer dia 100 mm with SS screws etc. complete as per direction of Engineer-in-charge (DSR. 21.16.2 (Civil) | BI01010001010000000000000515BI0100001302 | 54 | Each |  |  |  | Excess(+) | 1 | Full Conversion | INR | [13 empty] | 0 | 0 | 0 | [24 empty] | 0 | 0 | #VALUE!
6.17 | Providing and laying Polished Granite stone flooring in required design and patterns, in linear as well as curvilinear portions of the building all complete as per the architectural drawings with 18 mm thick stone slab over 20 mm (average) thick base of cement mortar 1:4 (1 cement : 4 coarse sand) laid and jointed with cement slurry and pointing with white cement slurry admixed with pigment of matching shade including rubbing , curing and polishing etc. all complete as specified and as directed by the Engineer-in-Charge. Polished Granite stone slab colour of Black, Cherry/Ruby Red or equivalent DSR 11.56.1 | BI01010001010000000000000515BI0100001303 | 9 | Sqm |  |  |  | Excess(+) | 1 | Full Conversion | INR | [13 empty] | 0 | 0 | 0 | [24 empty] | 0 | 0 | #VALUE!
6.18 | Providing and fixing 12 mm thick frameless toughened glass door shutter of approved brand and manufacture, including providing and fixing top & bottom pivot & double acting hydraulic floor spring type fixing arrangement and making necessary holes etc. for fixing required door fittings, all complete as per direction of Engineer-in-charge (Door handle, lock and stopper etc.to be paid separately). (DSR. 21.18 (Civil) | BI01010001010000000000000515BI0100001304 | 45 | Sqm |  |  |  | Excess(+) | 1 | Full Conversion | INR | [13 empty] | 0 | 0 | 0 | [24 empty] | 0 | 0 | #VALUE!
6.19 | Kota stone slab flooring over 20 mm (average) thick base laid over and jointed with grey cement slurry mixed with pigment to match the shade of the slab, including rubbing and polishing complete with base of cement mortar 1 : 4 (1 cement : 4 coarse sand) : 25 mm thick DSR 11.26.1 | BI01010001010000000000000515BI0100001305 | 235 | Sqm |  |  |  | Excess(+) | 1 | Full Conversion | INR | [13 empty] | 0 | 0 | 0 | [24 empty] | 0 | 0 | #VALUE!
7 | Supply & Erection for ( 2X 10 MVA) (AIS)- New 33/11 KV Substation- SCADA Compatible as per technical specifications, as per the scope of works, and approved drawings
7.01 | Terminal Gantry - Supply & Erection of hot dip Galvanised structures (all Type) made of joist / channel / angle / flat of different sections as per scope & approved drawings. | BI01010001010000000000000515BI0100001307 | 10 | Nos |  |  |  | Excess(+) | 1 | Full Conversion | INR | [13 empty] | 0 | 0 | 0 | [24 empty] | 0 | 0 | #VALUE!
7.02 | Main Bus Bar Complete with Panther conductor and Galvanised structures (all Type) hot dip made of joist / channel / angle / flat of different sections as per scope & approved drawings. | BI01010001010000000000000515BI0100001308 | 10 | Nos |  |  |  | Excess(+) | 1 | Full Conversion | INR | [13 empty] | 0 | 0 | 0 | [24 empty] | 0 | 0 | #VALUE!
7.03 | Supply & Erection of 36kV, 800A, 25kA , 3-ph double break center rotating type (DBCR), Gang Operated, isolator along with Support Insulators, Operating Mechanism, Base Channel down Pipe and all required accessories complete as per Technical Specifications. (with Earth Switch) | BI01010001010000000000000515BI0100001309 | 10 | Nos |  |  |  | Excess(+) | 1 | Full Conversion | INR | [13 empty] | 0 | 0 | 0 | [24 empty] | 0 | 0 | #VALUE!
7.04 | Supply & Erection of 36kV, 800A, 25kA , 3-ph double break center rotating type (DBCR), Gang Operated, isolator along with Support Insulators, Operating Mechanism, Base Channel down Pipe and all required accessories complete as per technical specifications. (Without Earth Switch) | BI01010001010000000000000515BI0100001310 | 20 | Nos |  |  |  | Excess(+) | 1 | Full Conversion | INR | [13 empty] | 0 | 0 | 0 | [24 empty] | 0 | 0 | #VALUE!
7.05 | Construction of Plinth & foundation for line Isolator & Bus Isolator | BI01010001010000000000000515BI0100001311 | 30 | Nos |  |  |  | Excess(+) | 1 | Full Conversion | INR | [13 empty] | 0 | 0 | 0 | [24 empty] | 0 | 0 | #VALUE!
7.06 | Supply & Erection of 33 KV Post Insulator | BI01010001010000000000000515BI0100001312 | 180 | Nos |  |  |  | Excess(+) | 1 | Full Conversion | INR | [13 empty] | 0 | 0 | 0 | [24 empty] | 0 | 0 | #VALUE!
7.07 | Construction of Plinth & foundation for 33 kV Post Insulator | BI01010001010000000000000515BI0100001313 | 30 | Nos |  |  |  | Excess(+) | 1 | Full Conversion | INR | [13 empty] | 0 | 0 | 0 | [24 empty] | 0 | 0 | #VALUE!
7.08 | Supply & Erection of 30 kV, 10kA, 1-ph Station Class Lightening Arrester complete (1 set= 3 Nos.) | BI01010001010000000000000515BI0100001314 | 30 | Set |  |  |  | Excess(+) | 1 | Full Conversion | INR | [13 empty] | 0 | 0 | 0 | [24 empty] | 0 | 0 | #VALUE!
7.09 | construction of Plinth & foundation for 33 kV LA | BI01010001010000000000000515BI0100001315 | 30 | Set |  |  |  | Excess(+) | 1 | Full Conversion | INR | [13 empty] | 0 | 0 | 0 | [24 empty] | 0 | 0 | #VALUE!
7.1 | Supply & Erection of 33 KV fuse set | BI01010001010000000000000515BI0100001316 | 20 | Nos |  |  |  | Excess(+) | 1 | Full Conversion | INR | [13 empty] | 0 | 0 | 0 | [24 empty] | 0 | 0 | #VALUE!
7.11 | Construction of Plinth & foundation for 33 kV fuse set | BI01010001010000000000000515BI0100001317 | 20 | Nos |  |  |  | Excess(+) | 1 | Full Conversion | INR | [13 empty] | 0 | 0 | 0 | [24 empty] | 0 | 0 | #VALUE!
7.12 | Supply & installation, testing and commissioning of 10 MVA Power Transformer | BI01010001010000000000000515BI0100001318 | 20 | Nos |  |  |  | Excess(+) | 1 | Full Conversion | INR | [13 empty] | 0 | 0 | 0 | [24 empty] | 0 | 0 | #VALUE!
7.13 | Water level earthing upto water level minimum 20Mtr | BI01010001010000000000000515BI0100001319 | 70 | Nos |  |  |  | Excess(+) | 1 | Full Conversion | INR | [13 empty] | 0 | 0 | 0 | [24 empty] | 0 | 0 | #VALUE!
7.14 | Supply & Erection of Copper Bus Bar 2200x50x6mm | BI01010001010000000000000515BI0100001320 | 60 | Nos |  |  |  | Excess(+) | 1 | Full Conversion | INR | [13 empty] | 0 | 0 | 0 | [24 empty] | 0 | 0 | #VALUE!
7.15 | Supply & Erection of 90 lbs rail pieces for T/F (44.64Kg/Mtrs.) | BI01010001010000000000000515BI0100001321 | 140 | Meter |  |  |  | Excess(+) | 1 | Full Conversion | INR | [13 empty] | 0 | 0 | 0 | [24 empty] | 0 | 0 | #VALUE!
7.16 | Construction of Power Transformer Plinth of size 3.46x4.46 Mtr. having 0.5 Mtr. below ground level and 0.4 Mtr. above ground level. | BI01010001010000000000000515BI0100001322 | 20 | Nos |  |  |  | Excess(+) | 1 | Full Conversion | INR | [13 empty] | 0 | 0 | 0 | [24 empty] | 0 | 0 | #VALUE!
7.17 | Supply & Erecrion of 36kV, 1250A, 25kA for 3 seconds, 3-ph, Outdoor type Vacuum Circuit breaker with marshalling box etc Complete in all respect along with support structure. | BI01010001010000000000000515BI0100001323 | 30 | Nos |  |  |  | Excess(+) | 1 | Full Conversion | INR | [13 empty] | 0 | 0 | 0 | [24 empty] | 0 | 0 | #VALUE!
7.18 | Supply & Erection of 36kV, 1-Phase, 25kA/3 seconds, 600-1 Amps ( having 2 secondery, core), 1 set = 3 Nos outdoor type Current Transformers along with junction box (1 no junction box for 3 no of 1- phase CTs), as required as per technical specifications complete in all respect. | BI01010001010000000000000515BI0100001324 | 20 | Set |  |  |  | Excess(+) | 1 | Full Conversion | INR | [13 empty] | 0 | 0 | 0 | [24 empty] | 0 | 0 | #VALUE!
7.19 | Supply & Erection of 33 kV Double Transformer Panel (with diffirential relay and 5/1 A auxillary CT) complete As per TS. | BI01010001010000000000000515BI0100001325 | 10 | Nos |  |  |  | Excess(+) | 1 | Full Conversion | INR | [13 empty] | 0 | 0 | 0 | [24 empty] | 0 | 0 | #VALUE!
7.2 | Supply & Erection of 33 kV feeder Panel (without diffirential relays) complete. | BI01010001010000000000000515BI0100001326 | 10 | Nos |  |  |  | Excess(+) | 1 | Full Conversion | INR | [13 empty] | 0 | 0 | 0 | [24 empty] | 0 | 0 | #VALUE!
7.21 | Construction of Plinth & foundation for 33 kV VCB. | BI01010001010000000000000515BI0100001327 | 30 | Nos |  |  |  | Excess(+) | 1 | Full Conversion | INR | [13 empty] | 0 | 0 | 0 | [24 empty] | 0 | 0 | #VALUE!
7.22 | Supply & Erection of 36 kV, 1-Phase, 33kV/110 volt, Single core outdoor type Potential Transformer including accessories etc., complete as per technical specifications.( 1 set=3 no) | BI01010001010000000000000515BI0100001328 | 30 | Nos |  |  |  | Excess(+) | 1 | Full Conversion | INR | [13 empty] | 0 | 0 | 0 | [24 empty] | 0 | 0 | #VALUE!
7.23 | Construction of Plinth & foundation for 33 kV PT | BI01010001010000000000000515BI0100001329 | 10 | Set |  |  |  | Excess(+) | 1 | Full Conversion | INR | [13 empty] | 0 | 0 | 0 | [24 empty] | 0 | 0 | #VALUE!
8 | 11KV Switchgear
8.01 | Supply & Erection of 12 kV, 1600 A, 25kA for 3 seconds, 3-ph, indoor type Vacuum Circuit Breaker for Incomer along with 12 kV, 1-Phase, 25kA, 1600-800/5-5 A, 3 Nos indoor type Current Transformer 3 Core, Potential Transformer 11KV/110 V, indoor mounting type control panel for incoming breaker and required accessories, A-meter, volt-meter, 3-phase , Numerical Relays & accessories complete as per specifications for transformer breaker protection with earth fault, overcurrent . | BI01010001010000000000000515BI0100001331 | 20 | Nos |  |  |  | Excess(+) | 1 | Full Conversion | INR | [13 empty] | 0 | 0 | 0 | [24 empty] | 0 | 0 | #VALUE!
8.02 | Supply & Erection of 12 KV 3 Ph 1250 A, 25kA for 3 seconds, 3-ph, indoor type Vacuum Circuit breaker along with 12 kV, 1-Phase, 25kA, 400-200/5-5 A, 3 Nos indoor type Current Transformer, indoor mounting type control panel for feeder protection and required accessories, A-meter, Numerical Relay & accessories complete as per specifications for feeder breaker protection & Protection for Earth fault and over current) with extensible arrangement for future | BI01010001010000000000000515BI0100001332 | 80 | Nos |  |  |  | Excess(+) | 1 | Full Conversion | INR | [13 empty] | 0 | 0 | 0 | [24 empty] | 0 | 0 | #VALUE!
8.03 | Supply & Erection of 12 kV, 1600 A, 25kA for 3 seconds, 3-ph, indoor type Vacuum Circuit Breaker for along with 12 kV, 1-Phase, 25kA, 1600-800/5-5A, 3 Nos indoor type Current Transformer, control panel for Bus coupler and required accessories, A-meter, Numerical Relays & accessories complete as per specifications for Bus Coupler protection with earth fault, overcurrent . | BI01010001010000000000000515BI0100001333 | 10 | Nos |  |  |  | Excess(+) | 1 | Full Conversion | INR | [13 empty] | 0 | 0 | 0 | [24 empty] | 0 | 0 | #VALUE!
8.04 | Supply & Erection of 24V, 150 AH Pb(Lead) Acid battery,with cabinet specifications.and Supply & Erection of 24V, 150 AH. Float-cum-Boost Battery Charger for 230 V, 1 phase, 50 Hz AC Input Supply as per technical specifications. | BI01010001010000000000000515BI0100001334 | 10 | Nos |  |  |  | Excess(+) | 1 | Full Conversion | INR | [13 empty] | 0 | 0 | 0 | [24 empty] | 0 | 0 | #VALUE!
8.05 | Supply & Laying of 2x2.5 sq mm control cable | BI01010001010000000000000515BI0100001335 | 4000 | Meter |  |  |  | Excess(+) | 1 | Full Conversion | INR | [13 empty] | 0 | 0 | 0 | [24 empty] | 0 | 0 | #VALUE!
8.06 | Supply and Laying of 4x2.5 sq mm control cable | BI01010001010000000000000515BI0100001336 | 6000 | Meter |  |  |  | Excess(+) | 1 | Full Conversion | INR | [13 empty] | 0 | 0 | 0 | [24 empty] | 0 | 0 | #VALUE!
8.07 | Outdoor equipment earthing (earth mat).as per the scope & approved drawing | BI01010001010000000000000515BI0100001337 | 10 | Job |  |  |  | Excess(+) | 1 | Full Conversion | INR | [13 empty] | 0 | 0 | 0 | [24 empty] | 0 | 0 | #VALUE!
8.08 | Indoor equipment as per scope & Approved Drawing | BI01010001010000000000000515BI0100001338 | 10 | Job |  |  |  | Excess(+) | 1 | Full Conversion | INR | [13 empty] | 0 | 0 | 0 | [24 empty] | 0 | 0 | #VALUE!
8.09 | Supply & Erection of Station Lighting System (External) 120 Watt, LED with proper illumination complete for switchyard, main gate and sub-station boundry including all associated materials such as insulated wires, cables, boards, switches and fixing arrangements etc. all complte as per applicable TS and approved drawing. (minimum 8 nos on Lighting Poles & 8 nos on structure & control room building ) | BI01010001010000000000000515BI0100001339 | 10 | Job |  |  |  | Excess(+) | 1 | Full Conversion | INR | [13 empty] | 0 | 0 | 0 | [24 empty] | 0 | 0 | #VALUE!
8.1 | Painting of S/S Structure with required material. | BI01010001010000000000000515BI0100001340 | 10 | Job |  |  |  | Excess(+) | 1 | Full Conversion | INR | [13 empty] | 0 | 0 | 0 | [24 empty] | 0 | 0 | #VALUE!
8.11 | Supply & Installation of Sundry items | BI01010001010000000000000515BI0100001341 | 10 | Job |  |  |  | Excess(+) | 1 | Full Conversion | INR | [13 empty] | 0 | 0 | 0 | [24 empty] | 0 | 0 | #VALUE!
9 | Feeder Double Pole structure on SP-55 as per scope & Approved Drawing
9.01 | Supply & Erection of 11 Mtr PCC Poles - (PCC Pole as per state practice) | BI01010001010000000000000515BI0100001343 | 140 | Nos |  |  |  | Excess(+) | 1 | Full Conversion | INR | [13 empty] | 0 | 0 | 0 | [24 empty] | 0 | 0 | #VALUE!
9.02 | Supply & Erection M.S. channel 100x50mm 2.4Mtr. Long. | BI01010001010000000000000515BI0100001344 | 350 | Nos |  |  |  | Excess(+) | 1 | Full Conversion | INR | [13 empty] | 0 | 0 | 0 | [24 empty] | 0 | 0 | #VALUE!
9.03 | Supply & Erection of Stone Pad 300x300x75 mm | BI01010001010000000000000515BI0100001345 | 140 | Nos |  |  |  | Excess(+) | 1 | Full Conversion | INR | [13 empty] | 0 | 0 | 0 | [24 empty] | 0 | 0 | #VALUE!
9.04 | Supply & Erection of 11 KV 5 KN Polymer Pin Insulators with Nut & Bolt. | BI01010001010000000000000515BI0100001346 | 210 | Nos |  |  |  | Excess(+) | 1 | Full Conversion | INR | [13 empty] | 0 | 0 | 0 | [24 empty] | 0 | 0 | #VALUE!
9.05 | Supply & Erection G.I.Pipe 150mm Dia | BI01010001010000000000000515BI0100001347 | 420 | Meter |  |  |  | Excess(+) | 1 | Full Conversion | INR | [13 empty] | 0 | 0 | 0 | [24 empty] | 0 | 0 | #VALUE!
9.06 | Supply & Erection M.S.Holding clamp | BI01010001010000000000000515BI0100001348 | 1400 | Nos |  |  |  | Excess(+) | 1 | Full Conversion | INR | [13 empty] | 0 | 0 | 0 | [24 empty] | 0 | 0 | #VALUE!
9.07 | Supply & Erection Bolts, Nuts & Washers | BI01010001010000000000000515BI0100001349 | 70 | KG |  |  |  | Excess(+) | 1 | Full Conversion | INR | [13 empty] | 0 | 0 | 0 | [24 empty] | 0 | 0 | #VALUE!
9.08 | Supply & Erection Number Plate with clamp & Nut & Bolt. | BI01010001010000000000000515BI0100001350 | 140 | Nos |  |  |  | Excess(+) | 1 | Full Conversion | INR | [13 empty] | 0 | 0 | 0 | [24 empty] | 0 | 0 | #VALUE!
9.09 | Supply & Erection of Danger Board with clamp & Nut Bolt. | BI01010001010000000000000515BI0100001351 | 140 | Nos |  |  |  | Excess(+) | 1 | Full Conversion | INR | [13 empty] | 0 | 0 | 0 | [24 empty] | 0 | 0 | #VALUE!
9.1 | Supply & Erection G.I. Barbed wire | BI01010001010000000000000515BI0100001352 | 280 | KG |  |  |  | Excess(+) | 1 | Full Conversion | INR | [13 empty] | 0 | 0 | 0 | [24 empty] | 0 | 0 | #VALUE!
9.11 | Supply & Erection of Insulated Dog conductor (AL-59 ACS) | BI01010001010000000000000515BI0100001353 | 840 | Meter |  |  |  | Excess(+) | 1 | Full Conversion | INR | [13 empty] | 0 | 0 | 0 | [24 empty] | 0 | 0 | #VALUE!
9.12 | Concreating of pole support 0.44CuM | BI01010001010000000000000515BI0100001354 | 140 | Nos |  |  |  | Excess(+) | 1 | Full Conversion | INR | [13 empty] | 0 | 0 | 0 | [24 empty] | 0 | 0 | #VALUE!
9.13 | Supply & Erection Earthing of Pole by M.S.Earthing Rod 2540x20mm & 6SWG G.I.Earthing wire | BI01010001010000000000000515BI0100001355 | 140 | Nos |  |  |  | Excess(+) | 1 | Full Conversion | INR | [13 empty] | 0 | 0 | 0 | [24 empty] | 0 | 0 | #VALUE!
9.14 | Supply & Erection Al.Binding wire | BI01010001010000000000000515BI0100001356 | 70 | KG |  |  |  | Excess(+) | 1 | Full Conversion | INR | [13 empty] | 0 | 0 | 0 | [24 empty] | 0 | 0 | #VALUE!
9.15 | Supply & Erection Weasal Conductor for Jumpring of D/P | BI01010001010000000000000515BI0100001357 | 1000 | Meter |  |  |  | Excess(+) | 1 | Full Conversion | INR | [13 empty] | 0 | 0 | 0 | [24 empty] | 0 | 0 | #VALUE!
9.16 | Supply & Erection ACSR Panther Conductor for bay & jumpering. | BI01010001010000000000000515BI0100001358 | 3000 | Meter |  |  |  | Excess(+) | 1 | Full Conversion | INR | [13 empty] | 0 | 0 | 0 | [24 empty] | 0 | 0 | #VALUE!
9.17 | Supply & Erection G.I.wire 6 No. swg for Earthing of D/P | BI01010001010000000000000515BI0100001359 | 60 | KG |  |  |  | Excess(+) | 1 | Full Conversion | INR | [13 empty] | 0 | 0 | 0 | [24 empty] | 0 | 0 | #VALUE!
9.18 | Supply & Erection PG Clamp Panther to Panther | BI01010001010000000000000515BI0100001360 | 900 | Nos |  |  |  | Excess(+) | 1 | Full Conversion | INR | [13 empty] | 0 | 0 | 0 | [24 empty] | 0 | 0 | #VALUE!
9.19 | Construction of Control cable trench. | BI01010001010000000000000515BI0100001361 | 500 | Meter |  |  |  | Excess(+) | 1 | Full Conversion | INR | [13 empty] | 0 | 0 | 0 | [24 empty] | 0 | 0 | #VALUE!
9.2 | Construction of SSO's approach Road | BI01010001010000000000000515BI0100001362 | 400 | Meter |  |  |  | Excess(+) | 1 | Full Conversion | INR | [13 empty] | 0 | 0 | 0 | [24 empty] | 0 | 0 | #VALUE!
9.21 | Construction of Fire Protection wall | BI01010001010000000000000515BI0100001363 | 10 | Nos |  |  |  | Excess(+) | 1 | Full Conversion | INR | [13 empty] | 0 | 0 | 0 | [24 empty] | 0 | 0 | #VALUE!
10 | Fire Fighting Equipment of approved make
10.01 | 4.5 Kg Co2 Fire extinguisher portable type. | BI01010001010000000000000515BI0100001365 | 20 | Nos |  |  |  | Excess(+) | 1 | Full Conversion | INR | [13 empty] | 0 | 0 | 0 | [24 empty] | 0 | 0 | #VALUE!
10.02 | 5 Kg Dry Chemical Power Fire extinguisher portable type. | BI01010001010000000000000515BI0100001366 | 20 | Nos |  |  |  | Excess(+) | 1 | Full Conversion | INR | [13 empty] | 0 | 0 | 0 | [24 empty] | 0 | 0 | #VALUE!
10.03 | Fire bucket stand with 6 nos. bucket | BI01010001010000000000000515BI0100001367 | 20 | Job |  |  |  | Excess(+) | 1 | Full Conversion | INR | [13 empty] | 0 | 0 | 0 | [24 empty] | 0 | 0 | #VALUE!
10.04 | Rubber Mat 1Mtrx2Mtr thikness 20mm, | BI01010001010000000000000515BI0100001368 | 20 | Nos |  |  |  | Excess(+) | 1 | Full Conversion | INR | [13 empty] | 0 | 0 | 0 | [24 empty] | 0 | 0 | #VALUE!
10.05 | 1 no office chair, 1 no office table, 1 no Bench size 6x1.1/4, 1 no Rack, 1 no steel stool & 1 no Almiraha | BI01010001010000000000000515BI0100001369 | 10 | Job |  |  |  | Excess(+) | 1 | Full Conversion | INR | [13 empty] | 0 | 0 | 0 | [24 empty] | 0 | 0 | #VALUE!
10.06 | Supply and erection of Station Lighting System (internal) with proper illumination complete for the control room building, Charge room, Battery room, Storeroom, Washroom, Guard room, portico, etc., including all associated materials such as insulated wires, cables, boards, switches and fixing arrangements, etc. and Ceiling Fan, wall fan, and exhaust fan 10 inches (Total 8 nos.) all complete as per applicable TS and approved drawing. | BI01010001010000000000000515BI0100001370 | 20 | Job |  |  |  | Excess(+) | 1 | Full Conversion | INR | [13 empty] | 0 | 0 | 0 | [24 empty] | 0 | 0 | #VALUE!
10.07 | Supply & Erection of Tool & Plant: Gum Boot- 2 pair, Hand Gloves- 2 pair, Insulated Plier- 2 nos., D E spanner set- 2 sets, Slide Wrench 8" & 12" 2 nos each, Torch (Flash Light) 4 cell- 2 nos, Earth Tester - 1 no, Insulation Megger (hand operated) 2500 V-1 no, Tong Tester (Digital)- 1 no, Discharge Rod (1 Set=3 Nos)- 2 Sets, Rubber mat (1.25" Thick) for laying in front of all panels in control room completely | BI01010001010000000000000515BI0100001371 | 10 | Job |  |  |  | Excess(+) | 1 | Full Conversion | INR | [13 empty] | 0 | 0 | 0 | [24 empty] | 0 | 0 | #VALUE!
10.08 | Supply & Erection 33/11KV Substation name board SMC with stand | BI01010001010000000000000515BI0100001372 | 10 | Nos |  |  |  | Excess(+) | 1 | Full Conversion | INR | [13 empty] | 0 | 0 | 0 | [24 empty] | 0 | 0 | #VALUE!
10.09 | Supply & Erection SMC MCCB Distribution board (1 No. I/C, 03 No. O/G for Substation transformer | BI01010001010000000000000515BI0100001373 | 10 | Nos |  |  |  | Excess(+) | 1 | Full Conversion | INR | [13 empty] | 0 | 0 | 0 | [24 empty] | 0 | 0 | #VALUE!
10.1 | Protection board complete | BI01010001010000000000000515BI0100001374 | 10 | Nos |  |  |  | Excess(+) | 1 | Full Conversion | INR | [13 empty] | 0 | 0 | 0 | [24 empty] | 0 | 0 | #VALUE!
10.11 | Supply & Erection of Earthing Arrangement of chemical pipe size of 40x3000 mm. and 6 SWG earthing wire etc. | BI01010001010000000000000515BI0100001375 | 20 | Nos |  |  |  | Excess(+) | 1 | Full Conversion | INR | [13 empty] | 0 | 0 | 0 | [24 empty] | 0 | 0 | #VALUE!
11 | Laying of 11 Kv Cable For Incoming & Outgoing DP as per scope & Approved Drawing
11.01 | Supply of 11 kv 3Cx 300 sqmm (armoured) Cable | BI01010001010000000000000515BI0100001377 | 13600 | Meter |  |  |  | Excess(+) | 1 | Full Conversion | INR | [13 empty] | 0 | 0 | 0 | [24 empty] | 0 | 0 | #VALUE!
11.02 | Supply of Heat Shrinkable jointing kit for 11 kV 3x300 Sq. mm. XLPE outdoor | BI01010001010000000000000515BI0100001378 | 160 | Nos |  |  |  | Excess(+) | 1 | Full Conversion | INR | [13 empty] | 0 | 0 | 0 | [24 empty] | 0 | 0 | #VALUE!
11.03 | Supply of Heat Shrinkable jointing kit for 11 kV 3x300 Sq. mm. XLPE Indoor | BI01010001010000000000000515BI0100001379 | 160 | Nos |  |  |  | Excess(+) | 1 | Full Conversion | INR | [13 empty] | 0 | 0 | 0 | [24 empty] | 0 | 0 | #VALUE!
11.04 | 11KV cable laying charges in Open Trench & Air for End Double Pole/ Riser Double Pole | BI01010001010000000000000515BI0100001380 | 13600 | Meter |  |  |  | Excess(+) | 1 | Full Conversion | INR | [13 empty] | 0 | 0 | 0 | [24 empty] | 0 | 0 | #VALUE!
11.05 | Making of 11KV cable Boxes 3Cx300 Sqmm O/D & I/D type | BI01010001010000000000000515BI0100001381 | 320 | Nos |  |  |  | Excess(+) | 1 | Full Conversion | INR | [13 empty] | 0 | 0 | 0 | [24 empty] | 0 | 0 | #VALUE!
12 | Supply & Erection of 63 KVA, 11/0.415 kV, 3 ph, 50 Hz, ONAN,Aluminium wound,(three star rated) CRGO core, outdoor type Station Transformer Completely filled with transformer oil as per technical specifications.
12.01 | Supply & Erection of 3-Phase, 11/0.4 kV, 63 KVA, Self Protected, Aluminium winding & CRGO core Distribution Transformer as per TS BIS Level – 1 | BI01010001010000000000000515BI0100001383 | 10 | Nos |  |  |  | Excess(+) | 1 | Full Conversion | INR | [13 empty] | 0 | 0 | 0 | [24 empty] | 0 | 0 | #VALUE!
12.02 | Supply & Erection of 8.5 Mtr PCC Poles - (PCC Pole as per state practice) | BI01010001010000000000000515BI0100001384 | 20 | Nos |  |  |  | Excess(+) | 1 | Full Conversion | INR | [13 empty] | 0 | 0 | 0 | [24 empty] | 0 | 0 | #VALUE!
12.03 | Supply & Erection of Stone Pad 300x300x75 mm | BI01010001010000000000000515BI0100001385 | 20 | Nos |  |  |  | Excess(+) | 1 | Full Conversion | INR | [13 empty] | 0 | 0 | 0 | [24 empty] | 0 | 0 | #VALUE!
12.04 | Supply & Erection Top Channel 125x65mm, 2240 mm long (10.7kg/mt) with clamp, bolts, nuts and washers | BI01010001010000000000000515BI0100001386 | 10 | Nos |  |  |  | Excess(+) | 1 | Full Conversion | INR | [13 empty] | 0 | 0 | 0 | [24 empty] | 0 | 0 | #VALUE!
12.05 | Supply & Erection MS Channel 100X50X2028mm (Dropper for fuse set) | BI01010001010000000000000515BI0100001387 | 10 | Nos |  |  |  | Excess(+) | 1 | Full Conversion | INR | [13 empty] | 0 | 0 | 0 | [24 empty] | 0 | 0 | #VALUE!
12.06 | Supply & Erection Copper L-Piece of size 400x50x6 mm for LT bushing Rod of transformer | BI01010001010000000000000515BI0100001388 | 40 | Nos |  |  |  | Excess(+) | 1 | Full Conversion | INR | [13 empty] | 0 | 0 | 0 | [24 empty] | 0 | 0 | #VALUE!
12.07 | Supply & Erection Holding clamps for top channel TPMO & fuse set etc. with bolts & nuts | BI01010001010000000000000515BI0100001389 | 100 | Nos |  |  |  | Excess(+) | 1 | Full Conversion | INR | [13 empty] | 0 | 0 | 0 | [24 empty] | 0 | 0 | #VALUE!
12.08 | Plinth with RCC Top 2x4x1.6 Mtr. | BI01010001010000000000000515BI0100001390 | 10 | Nos |  |  |  | Excess(+) | 1 | Full Conversion | INR | [13 empty] | 0 | 0 | 0 | [24 empty] | 0 | 0 | #VALUE!
12.09 | Supply & Erection 11KV TPMO (As per Specification) | BI01010001010000000000000515BI0100001391 | 10 | Nos |  |  |  | Excess(+) | 1 | Full Conversion | INR | [13 empty] | 0 | 0 | 0 | [24 empty] | 0 | 0 | #VALUE!
12.1 | Supply & Erection 11KV Fuse Set | BI01010001010000000000000515BI0100001392 | 10 | Nos |  |  |  | Excess(+) | 1 | Full Conversion | INR | [13 empty] | 0 | 0 | 0 | [24 empty] | 0 | 0 | #VALUE!
12.11 | Supply & Erection 11 kV Lightning arrestor (3 Nos-1 Set) | BI01010001010000000000000515BI0100001393 | 10 | Set |  |  |  | Excess(+) | 1 | Full Conversion | INR | [13 empty] | 0 | 0 | 0 | [24 empty] | 0 | 0 | #VALUE!
12.12 | Supply & Erection LT Aluminium XLPE insulated Cable of size 1x50 Sq.mm. (for HT jumpering) | BI01010001010000000000000515BI0100001394 | 300 | Meter |  |  |  | Excess(+) | 1 | Full Conversion | INR | [13 empty] | 0 | 0 | 0 | [24 empty] | 0 | 0 | #VALUE!
12.13 | Supply & Erection LT Aluminium XLPE insulated armoured Cable of size 3.5x70 sqmm. | BI01010001010000000000000515BI0100001395 | 200 | Meter |  |  |  | Excess(+) | 1 | Full Conversion | INR | [13 empty] | 0 | 0 | 0 | [24 empty] | 0 | 0 | #VALUE!
12.14 | Supply & Erection of Danger Board with clamp & Nut Bolt. | BI01010001010000000000000515BI0100001396 | 10 | Nos |  |  |  | Excess(+) | 1 | Full Conversion | INR | [13 empty] | 0 | 0 | 0 | [24 empty] | 0 | 0 | #VALUE!
12.15 | Supply & Erection of Earthing Arrangement of chemical pipe size of 40x3000 mm. and 6 SWG earthing wire etc. | BI01010001010000000000000515BI0100001397 | 20 | Nos |  |  |  | Excess(+) | 1 | Full Conversion | INR | [13 empty] | 0 | 0 | 0 | [24 empty] | 0 | 0 | #VALUE!
12.16 | Supply & Erection G.I. Barbed wire | BI01010001010000000000000515BI0100001398 | 20 | KG |  |  |  | Excess(+) | 1 | Full Conversion | INR | [13 empty] | 0 | 0 | 0 | [24 empty] | 0 | 0 | #VALUE!
12.17 | Supply & Erection of Stay Set (Galvanized) with 50x8 mm stay clamp, 1 no. guy insulator, anchor plate (200x200x6mm) , nut bolts, 1 no. turn-buckles, 1.8 m long 16 mm diameter solid GI stay rod & 7/3.15 mm dia GI stranded wire complete as per technical specification, approved drawings and scope of work. with grouting concerte 0.2 cmt, (concreting 1 part cement, 2 part sand, 4 part 40 mm size stone aggregate chips) (1:2:4) | BI01010001010000000000000515BI0100001399 | 20 | Nos |  |  |  | Excess(+) | 1 | Full Conversion | INR | [13 empty] | 0 | 0 | 0 | [24 empty] | 0 | 0 | #VALUE!
12.18 | Supply & Erection Earthing of pole by MS earthing rod of 20x2500 mm. and 6 SWG earthing wire etc. | BI01010001010000000000000515BI0100001400 | 20 | Nos |  |  |  | Excess(+) | 1 | Full Conversion | INR | [13 empty] | 0 | 0 | 0 | [24 empty] | 0 | 0 | #VALUE!
12.19 | Concreting of pole (0.365 cu. M.) | BI01010001010000000000000515BI0100001401 | 20 | Nos |  |  |  | Excess(+) | 1 | Full Conversion | INR | [13 empty] | 0 | 0 | 0 | [24 empty] | 0 | 0 | #VALUE!
12.2 | Supply & Erection Al. crimping lugs 35 sq.mm. | BI01010001010000000000000515BI0100001402 | 80 | Nos |  |  |  | Excess(+) | 1 | Full Conversion | INR | [13 empty] | 0 | 0 | 0 | [24 empty] | 0 | 0 | #VALUE!
12.21 | Supply & Erection Al. crimping lugs 50 sq mm. | BI01010001010000000000000515BI0100001403 | 150 | Nos |  |  |  | Excess(+) | 1 | Full Conversion | INR | [13 empty] | 0 | 0 | 0 | [24 empty] | 0 | 0 | #VALUE!
12.22 | Supply & Erection Al. crimping lugs 70 sq.mm. | BI01010001010000000000000515BI0100001404 | 60 | Nos |  |  |  | Excess(+) | 1 | Full Conversion | INR | [13 empty] | 0 | 0 | 0 | [24 empty] | 0 | 0 | #VALUE!
12.23 | Supply & Erection 11 KV Aluminium XLPE Cable 3x120Sq. mm. | BI01010001010000000000000515BI0100001405 | 500 | Meter |  |  |  | Excess(+) | 1 | Full Conversion | INR | [13 empty] | 0 | 0 | 0 | [24 empty] | 0 | 0 | #VALUE!
12.24 | Supply of Heat Shrinkable jointing kit suitable outdoor & Indoor Type for 11kV XLPE 3x120 Sq.mm. cable size | BI01010001010000000000000515BI0100001406 | 20 | Nos |  |  |  | Excess(+) | 1 | Full Conversion | INR | [13 empty] | 0 | 0 | 0 | [24 empty] | 0 | 0 | #VALUE!
12.25 | Making of Heat Shrinkable jointing kit suitable out door for 11kV XLPE 3x120 Sq.mm. cable size | BI01010001010000000000000515BI0100001407 | 10 | Set |  |  |  | Excess(+) | 1 | Full Conversion | INR | [13 empty] | 0 | 0 | 0 | [24 empty] | 0 | 0 | #VALUE!
12.26 | Making of Heat Shrinkable jointing kit suitable in door for 11kV XLPE 3x120 Sq.mm. cable size | BI01010001010000000000000515BI0100001408 | 10 | Set |  |  |  | Excess(+) | 1 | Full Conversion | INR | [13 empty] | 0 | 0 | 0 | [24 empty] | 0 | 0 | #VALUE!
13 | Civil Work - for AIS Substation Control room, Boundry wall, water supply and sanitary etc, as per the scope of works, and approved drawings
13.01 | Earth work in excavation by mechanical means (Hydraulic excavator) / manual means in foundation trenches or drains (not exceeding 1.5 m in width or 10 sqm on plan), including dressing of sides and ramming of bottoms, for all lift, including getting out the excavated soil and disposal of surplus excavated soil as directed, within a lead of 50 m. DSR. 2.8.1 (Civil) | BI01010001010000000000000515BI0100001410 | 3200 | Cum |  |  |  | Excess(+) | 1 | Full Conversion | INR | [13 empty] | 0 | 0 | 0 | [24 empty] | 0 | 0 | #VALUE!
13.02 | Filling available excavated earth (excluding rock) in trenches, plinth, sides of foundations etc. in layers not exceeding 20cm in depth, consolidating each deposited layer by ramming and watering, lead up to 50 and for all lift. DSR. 2.25 (Civil) | BI01010001010000000000000515BI0100001411 | 2800 | Cum |  |  |  | Excess(+) | 1 | Full Conversion | INR | [13 empty] | 0 | 0 | 0 | [24 empty] | 0 | 0 | #VALUE!
13.03 | Excavating, supplying, stacking and filling of local earth (including royalty) by mechanical transport upto a lead of 5km also including ramming and watering of the earth in layers not exceeding 20 cm in foundation trenches, plinth, sides of foundation etc. complete for all lift. DSR. 2.25A (Civil) | BI01010001010000000000000515BI0100001412 | 10000 | Cum |  |  |  | Excess(+) | 1 | Full Conversion | INR | [13 empty] | 0 | 0 | 0 | [24 empty] | 0 | 0 | #VALUE!
13.04 | Clearing grass and removal of the rubbish up to a distance of 50 m outside the periphery of the area cleared. DSR. 2.32 (Civil) | BI01010001010000000000000515BI0100001413 | 25129 | Sqm |  |  |  | Excess(+) | 1 | Full Conversion | INR | [13 empty] | 0 | 0 | 0 | [24 empty] | 0 | 0 | #VALUE!
13.05 | Supplying and filling in plinth with sand under floors, including watering, ramming, consolidating and dressing complete. DSR.2.27 (Civil) | BI01010001010000000000000515BI0100001414 | 400 | Cum |  |  |  | Excess(+) | 1 | Full Conversion | INR | [13 empty] | 0 | 0 | 0 | [24 empty] | 0 | 0 | #VALUE!
13.06 | 1:5:10 (1 cement : 5 coarse sand (zone-III) derived from natural sources : 10 graded stone aggregate 40 mm nominal size derived from natural sources) DSR. 4.1.10 (Civil) | BI01010001010000000000000515BI0100001415 | 480 | Cum |  |  |  | Excess(+) | 1 | Full Conversion | INR | [13 empty] | 0 | 0 | 0 | [24 empty] | 0 | 0 | #VALUE!
13.07 | 1:1½:3 (1 Cement: 1½ coarse sand (zone-III) derived from natural sources : 3 graded stone aggregate 20 mm nominal size derived from natural sources) DSR. 4.1.2 (Civil) | BI01010001010000000000000515BI0100001416 | 30 | Cum |  |  |  | Excess(+) | 1 | Full Conversion | INR | [13 empty] | 0 | 0 | 0 | [24 empty] | 0 | 0 | #VALUE!
13.08 | Providing and laying damp-proof course 50mm thick with cement concrete 1:2:4 (1 cement : 2 coarse sand (zone-III) derived from natural sources : 4 graded stone aggregate 20mm nominal size derived from natural sources) DSR. 4.11 (Civil) | BI01010001010000000000000515BI0100001417 | 400 | sqm |  |  |  | Excess(+) | 1 | Full Conversion | INR | [13 empty] | 0 | 0 | 0 | [24 empty] | 0 | 0 | #VALUE!
13.09 | Extra for providing and mixing water proofing material in cement concrete work in doses by weight of cement as per manufacturer's specification. (DSR. 4.12 (Civil) | BI01010001010000000000000515BI0100001418 | 5000 | per bag |  |  |  | Excess(+) | 1 | Full Conversion | INR | [13 empty] | 0 | 0 | 0 | [24 empty] | 0 | 0 | #VALUE!
13.1 | Providing and laying in position specified grade of reinforced cement concrete, excluding the cost of centering, shuttering, finishing and reinforcement - All work up to plinth level :1:1.5:3 (1 cement : 1.5 coarse sand (zone-III) derived from natural sources : 3 graded stone aggregate 20 mm nominal size derived from natural sources) (DSR. 5.1.2 (Civil) | BI01010001010000000000000515BI0100001419 | 650 | Cum |  |  |  | Excess(+) | 1 | Full Conversion | INR | [13 empty] | 0 | 0 | 0 | [24 empty] | 0 | 0 | #VALUE!
13.11 | Reinforced cement concrete work in walls (any thickness), including attached pilasters, buttresses, plinth and string courses, fillets, columns, pillars, piers, abutments, posts and struts etc. above plinth level up to floor five level, excluding cost of centering, shuttering, finishing and reinforcement :1:1.5:3 (1 cement : 1.5 coarse sand(zone-III) derived from natural sources : 3 graded stone aggregate 20 mm nominal size derived from natural sources) (DSR. 5.2.2 (Civil) | BI01010001010000000000000515BI0100001420 | 400 | Cum |  |  |  | Excess(+) | 1 | Full Conversion | INR | [13 empty] | 0 | 0 | 0 | [24 empty] | 0 | 0 | #VALUE!
13.12 | Reinforced cement concrete work in beams, suspended floors, roofs having slope up to 15° landings, balconies, shelves, chajjas, lintels, bands, plain window sills, staircases and spiral stair cases above plinth level up to floor five level, excluding the cost of centering, shuttering, finishing and reinforcement with 1:1.5:3 (1 cement : 1.5 coarse sand(zone-III) derived from natural sources : 3 graded stone aggregate 20 mm nominal size derived from natural sources) DSR. 5.3 (Civil) | BI01010001010000000000000515BI0100001421 | 200 | Cum |  |  |  | Excess(+) | 1 | Full Conversion | INR | [13 empty] | 0 | 0 | 0 | [24 empty] | 0 | 0 | #VALUE!
13.13 | Centering and shuttering including strutting, propping etc. and removal of form for Foundations, footings, bases of columns, etc. for mass concrete (DSR. 5.9.1 (Civil) | BI01010001010000000000000515BI0100001422 | 1000 | Sqm |  |  |  | Excess(+) | 1 | Full Conversion | INR | [13 empty] | 0 | 0 | 0 | [24 empty] | 0 | 0 | #VALUE!
13.14 | Centering and shuttering including strutting, propping etc. and removal of form for Suspended floors, roofs, landings, balconies and access platform DSR. 5.9.3 (Civil) | BI01010001010000000000000515BI0100001423 | 2000 | Sqm |  |  |  | Excess(+) | 1 | Full Conversion | INR | [13 empty] | 0 | 0 | 0 | [24 empty] | 0 | 0 | #VALUE!
13.15 | Centering and shuttering including strutting, propping etc. and removal of form for Lintels, beams, plinth beams, girders, bressumers and cantilevers (DSR. 5.9.5 (Civil) | BI01010001010000000000000515BI0100001424 | 1000 | Sqm |  |  |  | Excess(+) | 1 | Full Conversion | INR | [13 empty] | 0 | 0 | 0 | [24 empty] | 0 | 0 | #VALUE!
13.16 | Centering and shuttering including strutting, propping etc. and removal of form for Columns, Pillars, Piers, Abutments, Posts and Struts (DSR. 5.9.6 (Civil) | BI01010001010000000000000515BI0100001425 | 3500 | Sqm |  |  |  | Excess(+) | 1 | Full Conversion | INR | [13 empty] | 0 | 0 | 0 | [24 empty] | 0 | 0 | #VALUE!
13.17 | Providing, hoisting and fixing above plinth level up to floor five level precast reinforced cement concrete work in string courses, bands, copings, bed plates, anchor blocks, plain window sills and the like, including the cost of required centering, shuttering but , excluding cost of reinforcement with 1:1.5:3 (1 cement : 1.5 coarse sand(zone-III) derived from natural sources : 3 graded stone aggregate 20 mm nominal size derived from natural sources).(DSR. 5.12 (Civil) | BI01010001010000000000000515BI0100001426 | 30 | Cum |  |  |  | Excess(+) | 1 | Full Conversion | INR | [13 empty] | 0 | 0 | 0 | [24 empty] | 0 | 0 | #VALUE!
13.18 | Providing, hoisting and fixing up to floor five level precast reinforced cement concrete in small lintels not exceeding 1.5m clear span up to floor five level, including the cost of required centering, shuttering but , excluding the cost of reinforcement with 1:1.5:3 (1 cement : 1.5 coarse sand (zone-III) derived from natural sources : 3 graded stone aggregate 20 mm nominal size derived from natural sources).(DSR. 5.13 (Civil) | BI01010001010000000000000515BI0100001427 | 15 | Cum |  |  |  | Excess(+) | 1 | Full Conversion | INR | [13 empty] | 0 | 0 | 0 | [24 empty] | 0 | 0 | #VALUE!
13.19 | Steel reinforcement for R.C.C. work including straightening, cutting, bending, placing in position and binding all complete upto plinth level.Thermo-Mechanically Treated bars of grade Fe-500D or more.(DSR. 5.22.6 (Civil) | BI01010001010000000000000515BI0100001428 | 60000 | KG |  |  |  | Excess(+) | 1 | Full Conversion | INR | [13 empty] | 0 | 0 | 0 | [24 empty] | 0 | 0 | #VALUE!
13.2 | Steel reinforcement for R.C.C. work including straightening, cutting, bending, placing in position and binding all complete above plinth level. Thermo-Mechanically Treated bars of grade Fe-500D or more (DSR. 5.22A.6 (Civil) | BI01010001010000000000000515BI0100001429 | 73000 | KG |  |  |  | Excess(+) | 1 | Full Conversion | INR | [13 empty] | 0 | 0 | 0 | [24 empty] | 0 | 0 | #VALUE!
13.21 | Smooth finishing of the exposed surface of R.C.C. work with 6 mm thick cement mortar 1:3 (1 Cement : 3 fine sand).(DSR. 5.23 (Civil) | BI01010001010000000000000515BI0100001430 | 1670 | Sqm |  |  |  | Excess(+) | 1 | Full Conversion | INR | [13 empty] | 0 | 0 | 0 | [24 empty] | 0 | 0 | #VALUE!
13.22 | Add for plaster drip course/ groove in plastered surface or moulding to R.C.C. projections. DSR. 5.30 (Civil) | BI01010001010000000000000515BI0100001431 | 600 | RM |  |  |  | Excess(+) | 1 | Full Conversion | INR | [13 empty] | 0 | 0 | 0 | [24 empty] | 0 | 0 | #VALUE!
13.23 | Brick work with common burnt clay F.P.S. (non modular) bricks of class designation 7.5 in foundation and plinth in: Cement mortar 1:6 (1 cement : 6 coarse sand) DSR. 6.1.2 (Civil) | BI01010001010000000000000515BI0100001432 | 930 | Cum |  |  |  | Excess(+) | 1 | Full Conversion | INR | [13 empty] | 0 | 0 | 0 | [24 empty] | 0 | 0 | #VALUE!
13.24 | Brick work with common burnt clay F.P.S. (non modular) bricks of class designation 7.5 in superstructure above plinth level up to floor V level in all shapes and sizes in : Cement mortar 1:6 (1 cement : 6 coarse sand) DSR. 6.4.2 (Civil) | BI01010001010000000000000515BI0100001433 | 1000 | Cum |  |  |  | Excess(+) | 1 | Full Conversion | INR | [13 empty] | 0 | 0 | 0 | [24 empty] | 0 | 0 | #VALUE!
13.25 | Brick work in foundation & plinth with old dismantled bricks (supplied by department free of cost) and coarse sand mortar in 1:6 including supply of all other materials, labour, removing mortar & cleaning of old & used bricks,T&P etc complete. CSI No. 6.18 old sor 2023 | BI01010001010000000000000515BI0100001434 | 20 | Cum |  |  |  | Excess(+) | 1 | Full Conversion | INR | [13 empty] | 0 | 0 | 0 | [24 empty] | 0 | 0 | #VALUE!
13.26 | Providing and fixing of ISI marked flush door shutters conforming to IS : 2202 (Part I) non-decorative type, core of block board construction with frame of 1st class hard wood and well matched commercial 3 ply veneering with vertical grains or cross bands and face veneers on both faces of shutters: 35 mm thick including ISI marked Stainless Steel butt hinges with necessary screws. DSR. 9.21.1 (Civil) | BI01010001010000000000000515BI0100001435 | 63 | Sqm |  |  |  | Excess(+) | 1 | Full Conversion | INR | [13 empty] | 0 | 0 | 0 | [24 empty] | 0 | 0 | #VALUE!
13.27 | Extra for Providing and fixing flush doors with decorative veneering instead of non decorative ISI marked flush door shutters conforming to IS: 2202 (Part I).On one side only DSR. 9.22.1 (Civil) | BI01010001010000000000000515BI0100001436 | 63 | Sqm |  |  |  | Excess(+) | 1 | Full Conversion | INR | [13 empty] | 0 | 0 | 0 | [24 empty] | 0 | 0 | #VALUE!
13.28 | Providing and fixing of 125MM ISI marked oxidised M.S. handles conforming to IS:4992 with necessary screws etc. complete (Copper oxidised as per IS 1378) DSR. 9.66.1 (Civil) | BI01010001010000000000000515BI0100001437 | 60 | Nos |  |  |  | Excess(+) | 1 | Full Conversion | INR | [13 empty] | 0 | 0 | 0 | [24 empty] | 0 | 0 | #VALUE!
13.29 | Providing and fixing IS : 12817 marked stainless steel butt hinges (heavy weight) with stainless steel screws etc. complete : 100x60x2.50 mm DSR 9.71.2 (Civil) | BI01010001010000000000000515BI0100001438 | 210 | Nos |  |  |  | Excess(+) | 1 | Full Conversion | INR | [13 empty] | 0 | 0 | 0 | [24 empty] | 0 | 0 | #VALUE!
13.3 | Providing and fixing aluminium tower bolts, ISI marked, anodised (anodic coating not less than grade AC 10 as per IS : 1868 ) transparent or dyed to required colour or shade, with necessary screws etc. complete : 200x10 mm DSR 9.97.3 (Civil) | BI01010001010000000000000515BI0100001439 | 180 | Nos |  |  |  | Excess(+) | 1 | Full Conversion | INR | [13 empty] | 0 | 0 | 0 | [24 empty] | 0 | 0 | #VALUE!
13.31 | Providing and fixing aluminium hanging floor door stopper, ISI marked, anodised (anodic coating not less than grade AC 10 as per IS : 1868) transparent or dyed to required colour and shade, with necessary screws etc. complete. Single rubber stopper DSR 9.101.1 (Civil) | BI01010001010000000000000515BI0100001440 | 30 | Nos |  |  |  | Excess(+) | 1 | Full Conversion | INR | [13 empty] | 0 | 0 | 0 | [24 empty] | 0 | 0 | #VALUE!
13.32 | Structural steel work riveted, bolted or welded in built up sections, trusses and framed work, including cutting, hoisting, fixing in position and applying a priming coat of approved steel primer all complete. DSR. 10.2 (Civil) | BI01010001010000000000000515BI0100001441 | 5000 | KG |  |  |  | Excess(+) | 1 | Full Conversion | INR | [13 empty] | 0 | 0 | 0 | [24 empty] | 0 | 0 | #VALUE!
13.33 | Providing and fixing T-iron frames for doors, windows and ventilators of mild steel Tee-sections, joints mitred and welded, including fixing of necessary butt hinges and screws and applying a priming coat of approved steel primer. : Fixing with 15x3 mm lugs 10 cm long embedded in cement concrete block 15x10x10 cm of C.C. 1:3:6 (1 Cement : 3 coarse sand : 6 graded stone aggregate 20 mm nominal size). DSR 10.13.1 (Civil) | BI01010001010000000000000515BI0100001442 | 15000 | KG |  |  |  | Excess(+) | 1 | Full Conversion | INR | [13 empty] | 0 | 0 | 0 | [24 empty] | 0 | 0 | #VALUE!
13.34 | Providing & fixing fly proof wire gauze to windows, clerestory windows & doors with M.S. Flat 15x3 mm and nuts & bolts complete.Stainless steel (grade 304) wire gauze of 0.5 mm dia wire and 1.4 mm aperture on both sides :(DSR. 10.29.2 (Civil) | BI01010001010000000000000515BI0100001443 | 300 | Sqm |  |  |  | Excess(+) | 1 | Full Conversion | INR | [13 empty] | 0 | 0 | 0 | [24 empty] | 0 | 0 | #VALUE!
13.35 | Providing & fixing glass panes 4.0mm with putty and glazing clips in steel doors, windows, clerestory windows, all complete with : (DSR. 10.30.1 (Civil) | BI01010001010000000000000515BI0100001444 | 300 | Sqm |  |  |  | Excess(+) | 1 | Full Conversion | INR | [13 empty] | 0 | 0 | 0 | [24 empty] | 0 | 0 | #VALUE!
13.36 | Cement concrete flooring 1:2:4 (1 cement : 2 coarse sand : 4 graded stone aggregate) finished with a floating coat of neat cement, including cement slurry, but excluding the cost of nosing of steps etc. complete.40 mm thick with 20 mm nominal size stone aggregate. DSR. 11.3.1 (Civil) | BI01010001010000000000000515BI0100001445 | 600 | Sqm |  |  |  | Excess(+) | 1 | Full Conversion | INR | [13 empty] | 0 | 0 | 0 | [24 empty] | 0 | 0 | #VALUE!
13.37 | 62 mm thick cement concrete flooring with concrete hardener topping, under layer 50 mm thick cement concrete 1:2:4 (1 cement : 2 coarse sand : 4 graded stone aggregate 20mm nominal size) and top layer 12mm thick cement hardener consisting of mix 1:2 (1 cement hardener mix : 2 graded stone aggregate, 6mm nominal size) by volume, hardening compound mixed @ 2 litre per 50 kg of cement or as per manufacture’s specifications. This includes cost of cement slurry, but excluding the cost of nosing of steps etc. complete. DSR. 11.5 (Civil) | BI01010001010000000000000515BI0100001446 | 1000 | Sqm |  |  |  | Excess(+) | 1 | Full Conversion | INR | [13 empty] | 0 | 0 | 0 | [24 empty] | 0 | 0 | #VALUE!
13.38 | Providing and laying rectified Glazed Ceramic floor tiles of size 300x300 mm or more (thickness to be specified by the manufacturer), of 1st quality conforming to IS : 15622, of approved make, in colours White, Ivory, Grey, Fume Red Brown, laid on 20 mm thick cement mortar 1:4 (1 Cement: 4 Coarse sand), jointing with grey cement slurry @ 3.3 kg/ sqm including grouting the joints with white cement and matching pigments etc., complete.(DSR. 11.39 (Civil) | BI01010001010000000000000515BI0100001447 | 300 | Sqm |  |  |  | Excess(+) | 1 | Full Conversion | INR | [13 empty] | 0 | 0 | 0 | [24 empty] | 0 | 0 | #VALUE!
13.39 | Providing and laying Vitrified tiles in different sizes (thickness to be specified by manufacturer), with water absorption less than 0.08 % and conforming to I.S. 15622, of approved make, in all colours & shade, in skirting, riser of steps, over 12 mm thick bed of cement mortar 1:3 (1 cement: 3 coarse sand), jointing with grey cement slurry @ 3.3 kg/ sqm including grouting the joint with white cement & matching pigments etc. complete. 600 x 600 mm (DSR. 11.46.2 (Civil) | BI01010001010000000000000515BI0100001448 | 1800 | Sqm |  |  |  | Excess(+) | 1 | Full Conversion | INR | [13 empty] | 0 | 0 | 0 | [24 empty] | 0 | 0 | #VALUE!
13.4 | Providing and fixing on wall face unplasticised Rigid PVC rain water pipes conforming to IS : 13592 Type A, including jointing with seal ring conforming to IS : 5382, leaving 10 mm gap for thermal expansion, (i) Single socketed pipes 110 mm diameter (DSR. 12.41.2 (Civil) | BI01010001010000000000000515BI0100001449 | 150 | RM |  |  |  | Excess(+) | 1 | Full Conversion | INR | [13 empty] | 0 | 0 | 0 | [24 empty] | 0 | 0 | #VALUE!
13.41 | 12 mm cement plaster of mix : 1:6 (1 cement: 6 coarse sand) (DSR. 13.4.2 (Civil) | BI01010001010000000000000515BI0100001450 | 15000 | Sqm |  |  |  | Excess(+) | 1 | Full Conversion | INR | [13 empty] | 0 | 0 | 0 | [24 empty] | 0 | 0 | #VALUE!
13.42 | 15 mm cement plaster on the rough side of single or half brick wall of mix : 1:4 (1 cement: 4 coarse sand) (DSR. 13.5.1 (Civil) | BI01010001010000000000000515BI0100001451 | 500 | Sqm |  |  |  | Excess(+) | 1 | Full Conversion | INR | [13 empty] | 0 | 0 | 0 | [24 empty] | 0 | 0 | #VALUE!
13.43 | Rough cast plaster upto 10 m height above ground level with a mixture of sand and gravel or crushed stone from 6 mm to 10 mm nominal size, dashed over and including the fresh plaster in two layers, under layer 12 mm cement plaster 1:4 (1 cement : 4 coarse sand) and top layer 10 mm cement plaster 1:3 (1 cement : 3 fine sand) mixed with 10% finely grounded hydrated lime by volume of cement Ordinary cement finish using ordinary cement (DSR 13.19.1 (Civil) | BI01010001010000000000000515BI0100001452 | 5000 | Sqm |  |  |  | Excess(+) | 1 | Full Conversion | INR | [13 empty] | 0 | 0 | 0 | [24 empty] | 0 | 0 | #VALUE!
13.44 | Distempering with 1st quality acrylic distemper (ready mixed) having VOC content less than 50 gram/litre, of approved manufacturer and of required shade and colour all complete to achieve even shade and colour : New work (two or more coats) over and including water thinnable priming coat with cement primer having VOC content less than 50 gram/litre (DSR. 13.41.1 (Civil) | BI01010001010000000000000515BI0100001453 | 5000 | Sqm |  |  |  | Excess(+) | 1 | Full Conversion | INR | [13 empty] | 0 | 0 | 0 | [24 empty] | 0 | 0 | #VALUE!
13.45 | Finishing walls with Acrylic Smooth exterior paint of required shade : New work (Two or more coat applied @ 1.67 ltr/10 sqm over and including priming coat of exterior primer applied @ 0.90 litre/10 sqm) (DSR. 13.46.1 (Civil) | BI01010001010000000000000515BI0100001454 | 18000 | Sqm |  |  |  | Excess(+) | 1 | Full Conversion | INR | [13 empty] | 0 | 0 | 0 | [24 empty] | 0 | 0 | #VALUE!
13.46 | Painting with synthetic enamel paint of approved brand and manufacture of required colour to give an even shade : Two or more coats on new work over an under coat of suitable shade with ordinary paint of approved brand and manufacture (DSR. 13.62.1 (Civil) | BI01010001010000000000000515BI0100001455 | 2000 | Sqm |  |  |  | Excess(+) | 1 | Full Conversion | INR | [13 empty] | 0 | 0 | 0 | [24 empty] | 0 | 0 | #VALUE!
13.47 | Providing and applying white cement based putty of average thickness 1 mm, of approved brand and manufacturer, over the plastered wall surface to prepare the surface even and smooth complete. (DSR. 13.80 (Civil) | BI01010001010000000000000515BI0100001456 | 5000 | Sqm |  |  |  | Excess(+) | 1 | Full Conversion | INR | [13 empty] | 0 | 0 | 0 | [24 empty] | 0 | 0 | #VALUE!
13.48 | Demolishing cement concrete manually/ by mechanical means including disposal of material within 50 metres lead as per direction of Engineer - in - charge Nominal concrete 1:3:6 or richer mix (i/c equivalent design mix) (DSR. 15.2.1 (Civil) | BI01010001010000000000000515BI0100001457 | 50 | Cum |  |  |  | Excess(+) | 1 | Full Conversion | INR | [13 empty] | 0 | 0 | 0 | [24 empty] | 0 | 0 | #VALUE!
13.49 | Demolishing R.C.C. work manually/ by mechanical means including stacking of steel bars and disposal of unserviceable material within 50 metres lead as per direction of Engineer - in- charge.(DSR. 15.3 (Civil) | BI01010001010000000000000515BI0100001458 | 50 | Cum |  |  |  | Excess(+) | 1 | Full Conversion | INR | [13 empty] | 0 | 0 | 0 | [24 empty] | 0 | 0 | #VALUE!
13.5 | Demolishing brick work manually/ by mechanical means including stacking of serviceable material and disposal of unserviceable material within 50 metres lead as per direction of Engineer-in-charge. In cement mortar (DSR. 15.7.4 (Civil) | BI01010001010000000000000515BI0100001459 | 30 | Cum |  |  |  | Excess(+) | 1 | Full Conversion | INR | [13 empty] | 0 | 0 | 0 | [24 empty] | 0 | 0 | #VALUE!
13.51 | Dismantling steel work in built up sections in angles, tees, flats and channels including all gusset plates, bolts, nuts, cutting rivets, welding etc. including dismembering and stacking within 50 metres lead.(DSR 15.18 (Civil) | BI01010001010000000000000515BI0100001460 | 493 | KG |  |  |  | Excess(+) | 1 | Full Conversion | INR | [13 empty] | 0 | 0 | 0 | [24 empty] | 0 | 0 | #VALUE!
13.52 | Providing and fixing concertina coil fencing with punched tape concertina coil 600 mm dia 10 metre openable length ( total length 90 m), having 50 nos rounds per 6 metre length, upto 3 m height of wall with existing angle iron 'Y' shaped placed 2.4m or 3.00 m apart and with 9 horizontal R.B.T. reinforced barbed wire, stud tied with G.I. staples and G.I. clips to retain horizontal, including necessary bolts or G.I. barbed wire tied to angle iron, all complete as per direction of Engineer-in-charge, with reinforced barbed tape(R.B.T.) / Spring core (2.5mm thick) wire of high tensile strength of 165 kg/ sq.mm with tape (0.52 mm thick) and weight 43.478 gm/ metre (cost of M.S. angle, C.C. blocks shall be paid separately) (DSR. 16.53 (Civil) | BI01010001010000000000000515BI0100001461 | 2200 | Rm |  |  |  | Excess(+) | 1 | Full Conversion | INR | [13 empty] | 0 | 0 | 0 | [24 empty] | 0 | 0 | #VALUE!
13.53 | Extra for providing and mixing hardening compound of approved quality as per manufacturer's specification in cement concrete.(DSR. 16.44 (Civil) | BI01010001010000000000000515BI0100001462 | 1500 | liter |  |  |  | Excess(+) | 1 | Full Conversion | INR | [13 empty] | 0 | 0 | 0 | [24 empty] | 0 | 0 | #VALUE!
13.54 | Providing and filling in position rubberized bitumen hot sealing compound for sealing of expansion joints in roads / pavements all complete as per direction of the Engineer-in-Charge Providing and filling in position rubberized bitumen hot sealing compound for sealing of expansion joints in roads / pavements all complete as per direction of the Engineer-in-Charge. (DSR. 16.46.1 (Civil) | BI01010001010000000000000515BI0100001463 | 800 | per cm depth per cm width per metre length |  |  |  | Excess(+) | 1 | Full Conversion | INR | [13 empty] | 0 | 0 | 0 | [24 empty] | 0 | 0 | #VALUE!
13.55 | Providing and laying 80mm thick factory made chamfered edge Cement Concrete paver blocks Grade M-35 in footpath, parks, lawns, drive ways or light traffic parking etc, of required strength, thickness & size/ shape, made by table vibratory method using PU mould, laid in required colour & pattern over 50mm thick compacted bed of sand, compacting and proper embedding/laying of inter locking paver blocks into the sand bedding layer through vibratory compaction by using plate vibrator, filling the joints with sand and cutting of paver blocks as per required size and pattern, finishing and sweeping extra sand. complete all as per direction of Engineer-in-Charge. (DSR. 16.91.2 (Civil) | BI01010001010000000000000515BI0100001464 | 400 | Sqm |  |  |  | Excess(+) | 1 | Full Conversion | INR | [13 empty] | 0 | 0 | 0 | [24 empty] | 0 | 0 | #VALUE!
13.56 | Providing and laying C.C. pavement of mix M-25 with ready mixed concrete from batching plant. The ready mixed concrete shall be laid and finished with screed board vibrator , vacuum dewatering process and finally finished by floating, brooming with wire brush etc. complete as per specifications and directions of Engineer-in-charge. (The panel shuttering work shall be paid for separately). (Note:- Cement content considered in this item is @ 330 kg/cum. Excess/less cement used as per design mix is payable/ recoverable separately) DSR. 16.75 (Civil) | BI01010001010000000000000515BI0100001465 | 500 | Cum |  |  |  | Excess(+) | 1 | Full Conversion | INR | [13 empty] | 0 | 0 | 0 | [24 empty] | 0 | 0 | #VALUE!
13.57 | Wiring for light point/ fan point/ exhaust fan point/ call bell point with 1.5 sq.mm FRLS PVC insulated copper conductor single core cable in surface / recessed medium class PVC conduit, with modular switch, modular plate, suitable GI box and earthing the point with 1.5 sq.mm. FRLS PVC insulated copper conductor single core cable etc as required..Group C (DSR 1.10.3 (E&M) | BI01010001010000000000000515BI0100001466 | 320 | Nos |  |  |  | Excess(+) | 1 | Full Conversion | INR | [13 empty] | 0 | 0 | 0 | [24 empty] | 0 | 0 | #VALUE!
13.58 | Wiring for circuit/ submain wiring along with earth wire with the following sizes of FRLS PVC insulated copper conductor, single core cable in surface/ recessed medium class PVC conduit as required 2 X 6 sq. mm + 1 X 6 sq. mm earth wire (DSR 1.14.4 (E&M) | BI01010001010000000000000515BI0100001467 | 1000 | RM |  |  |  | Excess(+) | 1 | Full Conversion | INR | [13 empty] | 0 | 0 | 0 | [24 empty] | 0 | 0 | #VALUE!
13.59 | Supplying and fixing 5 amps to 32 amps rating, 240/415 volts, "C" curve, miniature circuit breaker suitable for inductive load of following poles in the existing MCB DB complete with connections, testing and commissioning etc. as required. Single pole (DSR 2.10.1 (E&M) | BI01010001010000000000000515BI0100001468 | 250 | Nos |  |  |  | Excess(+) | 1 | Full Conversion | INR | [13 empty] | 0 | 0 | 0 | [24 empty] | 0 | 0 | #VALUE!
13.6 | Supplying and fixing following rating, double pole, 240 volts, isolator in the existing MCB DB complete with connections, testing and commissioning etc. as required.63 amps (DSR 2.12.2 (E&M) | BI01010001010000000000000515BI0100001469 | 120 | Nos |  |  |  | Excess(+) | 1 | Full Conversion | INR | [13 empty] | 0 | 0 | 0 | [24 empty] | 0 | 0 | #VALUE!
13.61 | Supplying and fixing following way, horizontal type three pole and neutral, sheet steel, MCB distribution board, 415 volts, on surface/ recess, complete with tinned copper bus bar, neutral bus bar, earth bar, din bar, interconnections, powder painted including earthing etc. as required. (But without MCB/RCCB/Isolator) 4 way (4 + 12), Double door (DSR 2.4.1 (E&M) | BI01010001010000000000000515BI0100001470 | 10 | Nos |  |  |  | Excess(+) | 1 | Full Conversion | INR | [13 empty] | 0 | 0 | 0 | [24 empty] | 0 | 0 | #VALUE!
13.62 | Wiring for light/ power plug with 2X4 sq. mm FRLS PVC insulated copper conductor single core cable in surface/ recessed medium class PVC conduit along with 1 No 4 sq. mm FRLS PVC insulated copper conductor single core cable for loop earthing as required. (DSR 1.12 (E&M) | BI01010001010000000000000515BI0100001471 | 500 | RM |  |  |  | Excess(+) | 1 | Full Conversion | INR | [13 empty] | 0 | 0 | 0 | [24 empty] | 0 | 0 | #VALUE!
13.63 | Providing and fixing circular/ Hexagonal cast iron or M.S. sheet box for ceiling fan clamp, of internal dia 140 mm, 73 mm height, top lid of 1.5 mm thick M.S. sheet with its top surface hacked for proper bonding, top lid shall be screwed into the cast iron/ M.S. sheet box by means of 3.3 mm dia round headed screws, one lock at the corners. Clamp shall be made of 12 mm dia M.S. bar bent to shape as per standard drawing. (DSR 10.18 (Civil) | BI01010001010000000000000515BI0100001472 | 80 | Nos |  |  |  | Excess(+) | 1 | Full Conversion | INR | [13 empty] | 0 | 0 | 0 | [24 empty] | 0 | 0 | #VALUE!
13.64 | Providing and fixing water closet squatting pan (Indian type W.C. pan ) with 100 mm sand cast Iron P or S trap, 10 litre low level white P.V.C. flushing cistern, including flush pipe, with manually controlled device (handle lever) conforming to IS : 7231, with all fittings and fixtures complete, including cutting and making good the walls and floors wherever required:White Vitreous china Orissa pattern W.C. pan of size 580x440 mm with integral type foot rests (DSR. 17.1.1 (Civil) | BI01010001010000000000000515BI0100001473 | 10 | Nos |  |  |  | Excess(+) | 1 | Full Conversion | INR | [13 empty] | 0 | 0 | 0 | [24 empty] | 0 | 0 | #VALUE!
13.65 | Providing and fixing of W.C. pan with ISI marked white solid plastic seat and lid white vitreous china pedestal type water closet (European type) with seat and lid, 10 litre low level white vitreous china flushing cistern & C.P. flush bend with fittings & C.I. brackets, 40 mm flush bend, overflow arrangement with specials of standard make and mosquito proof coupling of approved municipal design complete, including painting of fittings and brackets, cutting and making good the walls and floors wherever required :(DSR. 17.3.1 (Civil) | BI01010001010000000000000515BI0100001474 | 10 | Nos |  |  |  | Excess(+) | 1 | Full Conversion | INR | [13 empty] | 0 | 0 | 0 | [24 empty] | 0 | 0 | #VALUE!
13.66 | Providing and fixing white vitreous china flat back or wall corner type lipped front urinal basin of 430x260x350 mm and 340x410x265 mm sizes respectively with automatic flushing cistern with standard flush pipe and C.P. brass spreaders with brass unions and G.I clamps complete, including painting of fittings and brackets, cutting and making good the walls and floors wherever required :One urinal basin with 5 litre white P.V.C. automatic flushing cistern (DSR. 17.4.1 (Civil) | BI01010001010000000000000515BI0100001475 | 10 | Nos |  |  |  | Excess(+) | 1 | Full Conversion | INR | [13 empty] | 0 | 0 | 0 | [24 empty] | 0 | 0 | #VALUE!
13.67 | Providing and fixing wash basin with C.I. brackets, 15 mm C.P. brass pillar taps, 32 mm C.P. brass waste of standard pattern, including painting of fittings and brackets, cutting and making good the walls wherever require:White Vitreous China Wash basin size 550x400 mm with a pair of 15 mm C.P. brass pillar taps (DSR. 17.7.3 (Civil) | BI01010001010000000000000515BI0100001476 | 10 | Nos |  |  |  | Excess(+) | 1 | Full Conversion | INR | [13 empty] | 0 | 0 | 0 | [24 empty] | 0 | 0 | #VALUE!
13.68 | Providing and fixing 600x450 mm beveled edge mirror of superior glass (of approved quality) complete with 6 mm thick hard board ground fixed to wooden cleats with C.P. brass screws and washers complete. (DSR. 17.31 (Civil) | BI01010001010000000000000515BI0100001477 | 10 | Nos |  |  |  | Excess(+) | 1 | Full Conversion | INR | [13 empty] | 0 | 0 | 0 | [24 empty] | 0 | 0 | #VALUE!
13.69 | Providing and fixing of 15mm nominal dia Chlorinated Polyvinyl Chloride (CPVC) pipes, having thermal stability for hot & cold water supply, including all CPVC plain & brass threaded fittings, i/c fixing the pipe with clamps at 1.00 m spacing. This includes jointing of pipes & fittings with one step CPVC solvent cement and the cost of cutting chases and making good the same including testing of joints complete as per direction of Engineer in Charge.Concealed work, including cutting chases and making good the walls etc.(DSR 18.8.1 (Civil) | BI01010001010000000000000515BI0100001478 | 200 | RM |  |  |  | Excess(+) | 1 | Full Conversion | INR | [13 empty] | 0 | 0 | 0 | [24 empty] | 0 | 0 | #VALUE!
13.7 | Providing and fixing of 25mm nominal dia Chlorinated Polyvinyl Chloride (CPVC) pipes, having thermal stability for hot & cold water supply, including all CPVC plain & brass threaded fittings, i/c fixing the pipe with clamps at 1.00 m spacing. This includes jointing of pipes & fittings with one step CPVC solvent cement and the cost of cutting chases and making good the same including testing of joints complete as per direction of Engineer in Charge.Concealed work, including cutting chases and making good the walls etc.(DSR 18.8.3 (Civil) | BI01010001010000000000000515BI0100001479 | 250 | RM |  |  |  | Excess(+) | 1 | Full Conversion | INR | [13 empty] | 0 | 0 | 0 | [24 empty] | 0 | 0 | #VALUE!
13.71 | Providing and fixing of 32mm nominal dia Chlorinated Polyvinyl Chloride (CPVC) pipes, having thermal stability for hot & cold water supply, including all CPVC plain & brass threaded fittings, i/c fixing the pipe with clamps at 1.00 m spacing. This includes jointing of pipes & fittings with one step CPVC solvent cement and the cost of cutting chases and making good the same including testing of joints complete as per direction of Engineer in Charge.Concealed work, including cutting chases and making good the walls etc.(DSR 18.8.4 (Civil) | BI01010001010000000000000515BI0100001480 | 250 | RM |  |  |  | Excess(+) | 1 | Full Conversion | INR | [13 empty] | 0 | 0 | 0 | [24 empty] | 0 | 0 | #VALUE!
13.72 | Providing and fixing gun metal gate valve with C.I. wheel of approved quality (screwed end) : 25MM (DSR. 18.17.1 (Civil) | BI01010001010000000000000515BI0100001481 | 20 | Nos |  |  |  | Excess(+) | 1 | Full Conversion | INR | [13 empty] | 0 | 0 | 0 | [24 empty] | 0 | 0 | #VALUE!
13.73 | Providing and laying of 75 mm Dia. SWR, PVC ( Finolex or equivalent ) pipe including cost of excavation, C.C etc including its jointing and connection, all materials, labour and T&P etc. required for proper completion of the work. CSI No 27.29 (a) old sor 2023 | BI01010001010000000000000515BI0100001482 | 110 | RM |  |  |  | Excess(+) | 1 | Full Conversion | INR | [13 empty] | 0 | 0 | 0 | [24 empty] | 0 | 0 | #VALUE!
13.74 | Providing and laying of 110mm dia SWR, PVC ( Finolex or equivalent ) pipe including cost of excavation, C.C etc including its jointing and connection, all materials, labour and T&P etc. required for proper completion of the work. CSI No 27.29 (c) old sor 2023 | BI01010001010000000000000515BI0100001483 | 200 | RM |  |  |  | Excess(+) | 1 | Full Conversion | INR | [13 empty] | 0 | 0 | 0 | [24 empty] | 0 | 0 | #VALUE!
13.75 | Providing and fixing C.P. brass bib cock of approved quality conforming to IS:8931 :15 mm nominal bore(DSR. 18.49.1 (Civil) | BI01010001010000000000000515BI0100001484 | 40 | Nos |  |  |  | Excess(+) | 1 | Full Conversion | INR | [13 empty] | 0 | 0 | 0 | [24 empty] | 0 | 0 | #VALUE!
13.76 | Providing and fixing C.P. brass angle valve for basin mixer and geyser points of approved quality conforming to IS:8931 .15mm nominal bore (DSR. 18.53.1 (Civil) | BI01010001010000000000000515BI0100001485 | 40 | Nos |  |  |  | Excess(+) | 1 | Full Conversion | INR | [13 empty] | 0 | 0 | 0 | [24 empty] | 0 | 0 | #VALUE!
13.77 | Providing and placing on terrace (at all floor levels) polyethylene water storage tank, IS : 12701 marked, with cover and suitable locking arrangement and making necessary holes for inlet, outlet and overflow pipes but without fittings and the base support for tank.(DSR. 18.48 (Civil) | BI01010001010000000000000515BI0100001486 | 10000 | liter |  |  |  | Excess(+) | 1 | Full Conversion | INR | [13 empty] | 0 | 0 | 0 | [24 empty] | 0 | 0 | #VALUE!
13.78 | Boring, providing and installation bored cast-in-situ reinforced cement concrete piles of grade M-25 of specified diameter and length below the pile cap, to carry a safe working load not less than specified, excluding the cost of steel reinforcement but including the cost of boring with bentonite solution and temporary casing of appropriate length for setting out and removal of same and the length of the pile to be embedded in the pile cap etc. by percussion drilling using Direct mud circulation (DMC) or Bailer and chisel technique by tripod and mechanical Winch Machine all complete, including removal of excavated earth with all its lifts and leads (length of pile for payment shall be measured up to bottom of pile cap). :450 mm dia piles (DSR. 20.2.1 (Civil) | BI01010001010000000000000515BI0100001487 | 100 | RM |  |  |  | Excess(+) | 1 | Full Conversion | INR | [13 empty] | 0 | 0 | 0 | [24 empty] | 0 | 0 | #VALUE!
13.79 | Boring with hydraulic piling rigs with power units, providing and installing cast in situ single under reamed piles of specified diameter and length below pile cap in M-25 cement concrete, to carry a safe working load not less than specified, excluding the cost of steel reinforcement but including the cost of boring with bentonite solution and the length of the pile to be embedded in pile cap etc. all complete. (Length of pile for payment shall be measured upto to the bottom of pile cap) : (300MM dia Pile) DSR 20.3.1 (Civil) | BI01010001010000000000000515BI0100001488 | 100 | RM |  |  |  | Excess(+) | 1 | Full Conversion | INR | [13 empty] | 0 | 0 | 0 | [24 empty] | 0 | 0 | #VALUE!
13.8 | 1200 mm sweep, BEE 5 star rated, ceiling fan with Brush Less Direct Current (BLDC) Motor, class of insulation: B, 3 nos. blades, 30 cm long down rod, 2 nos. canopies, shackle kit, safety rope, copper winding, Power Factor not less than 0.9, Service Value (CM/M/W) minimum 6.00, Air delivery minimum 210 Cum/Min , 350 RPM (tolerance as per IS : 374-2019), THD less than 10%, remote or electronic regulator unit for speed control and all remaining accessories including safety pin, nut bolts, washers, temperature rise=75 degree C (max.), insulation resistance more than 2 mega ohm, suitable for 230 V, 50 Hz, single phase AC supply Earthing etc (DSR 19.1 (E&M) | BI01010001010000000000000515BI0100001489 | 80 | Nos |  |  |  | Excess(+) | 1 | Full Conversion | INR | [13 empty] | 0 | 0 | 0 | [24 empty] | 0 | 0 | #VALUE!
13.81 | Supply and Fixing of 5 blade Exhaust fan ventile air dx 225 mm of Havells or equivalent make including all material, T&P etc required for proper completion of work as approved by engineer in charge (Old sor 2023 CSI No. 28.38) | BI01010001010000000000000515BI0100001490 | 40 | Nos |  |  |  | Excess(+) | 1 | Full Conversion | INR | [13 empty] | 0 | 0 | 0 | [24 empty] | 0 | 0 | #VALUE!
13.82 | Supply and fixing of LED Tube Light with batten suitable for up to 1 X 22 watt LED tube light fitting including tube on Surface complete in all respect. CAT- AA NSI (Ref. UPPWD SOR ELECTRICAL 2018 Item No 1413) | BI01010001010000000000000515BI0100001491 | 150 | Nos |  |  |  | Excess(+) | 1 | Full Conversion | INR | [13 empty] | 0 | 0 | 0 | [24 empty] | 0 | 0 | #VALUE!
13.83 | Boring/drilling bore well of required dia for casing/ strainer pipe, by suitable method prescribed in IS: 2800 (part I), including collecting samples from different strata, preparing and submitting strata chart/ bore log, including hire & running charges of all equipments, tools, plants & machineries required for the job, all complete as per direction of Engineer-in-charge, upto 90 metre depth below ground level. All Types of soil For 300 mm dia (DSR. 23.1.1.1 (Civil) | BI01010001010000000000000515BI0100001492 | 900 | Meter |  |  |  | Excess(+) | 1 | Full Conversion | INR | [13 empty] | 0 | 0 | 0 | [24 empty] | 0 | 0 | #VALUE!
13.84 | Boring/drilling bore well of required dia for casing/ strainer pipe, by suitable method prescribed in IS: 2800 (part I), including collecting samples from different strata, preparing and submitting strata chart/ bore log, including hire & running charges of all equipments, tools, plants & machineries required for the job, all complete as per direction of Engineer -in-charge, beyond 90 metre & upto 150 metre depth below ground level. All Types of soil For 300 mm dia (DSR. 23.2.1.1 (Civil) | BI01010001010000000000000515BI0100001493 | 200 | Meter |  |  |  | Excess(+) | 1 | Full Conversion | INR | [13 empty] | 0 | 0 | 0 | [24 empty] | 0 | 0 | #VALUE!
13.85 | Supplying, assembling, lowering and fixing in vertical position in bore well, unplasticized PVC medium well casing (CM) pipe of required dia, conforming to IS: 12818, including required hire and labour charges, fittings & accessories etc. all complete, for all depths, as per direction of Engineer -in-charge. For 150 mm nominal size dia (DSR. 23.3.2 (Civil) | BI01010001010000000000000515BI0100001494 | 800 | Meter |  |  |  | Excess(+) | 1 | Full Conversion | INR | [13 empty] | 0 | 0 | 0 | [24 empty] | 0 | 0 | #VALUE!
13.86 | Supplying, assembling, lowering and fixing in vertical position in bore well unplasticized PVC medium well screen (RMS) pipes with ribs, conforming to IS: 12818, including hire & labour charges, fittings & accessories etc. all complete, for all depths, as per direction of Engineer-in-charge.For 150 mm nominal size dia (DSR. 23.4.2 (Civil) | BI01010001010000000000000515BI0100001495 | 300 | Meter |  |  |  | Excess(+) | 1 | Full Conversion | INR | [13 empty] | 0 | 0 | 0 | [24 empty] | 0 | 0 | #VALUE!
13.87 | Gravel packing in tubewell construction in accordance with IS: 4097, including providing gravel fine/ medium/ coarse, in required grading & sizes as per actual requirement, all complete as per direction of Engineer-in-charge.(DSR. 23.8 (Civil) | BI01010001010000000000000515BI0100001496 | 100 | Cum |  |  |  | Excess(+) | 1 | Full Conversion | INR | [13 empty] | 0 | 0 | 0 | [24 empty] | 0 | 0 | #VALUE!
13.88 | Development of tube well in accordance with IS : 2800 (part I) and IS: 11189, to establish maximum rate of usable water yield without sand content (beyond permissible limit), with required capacity air compressor, running the compressor for required time till well is fully developed, measuring yield of well by "V" notch method or any other approved method, measuring static level & draw down etc. by step draw down method, collecting water samples & getting tested in approved laboratory, i/c disinfection of tubewell, all complete, including hire & labour charges of air compressor, tools & accessories etc., all as per requirement and direction of Engineer-in-charge.(DSR. 23.12 (Civil) | BI01010001010000000000000515BI0100001497 | 80 | Hours |  |  |  | Excess(+) | 1 | Full Conversion | INR | [13 empty] | 0 | 0 | 0 | [24 empty] | 0 | 0 | #VALUE!
13.89 | Providing and fixing M.S. clamp of required dia to the top of casing/ housing pipe of tubewell as per IS: 2800 (part I), including necessary bolts & nuts of required size complete.For 200 mm nominal size dia (DSR. 23.14.3 (Civil) | BI01010001010000000000000515BI0100001498 | 20 | Each |  |  |  | Excess(+) | 1 | Full Conversion | INR | [13 empty] | 0 | 0 | 0 | [24 empty] | 0 | 0 | #VALUE!
13.9 | Providing and fixing Bail plug/ Bottom plug of required dia to the bottom of pipe assembly of tubewell as per IS:2800 (part I).For 150 mm nominal size dia (DSR. 23.15.4 (Civil) | BI01010001010000000000000515BI0100001499 | 20 | Each |  |  |  | Excess(+) | 1 | Full Conversion | INR | [13 empty] | 0 | 0 | 0 | [24 empty] | 0 | 0 | #VALUE!
13.91 | Supply & Installation of submersible pump of K.S.B/ CALAMA. or eqt. make including cost of labour, T&P and material required for completion of work.g) three phase 3 HP outlet 80 mm dia. or more, Head 63/31, Discharge 20000/50000 LPH (old sor 2023 CSI No. 19.32 C) | BI01010001010000000000000515BI0100001500 | 10 | Each |  |  |  | Excess(+) | 1 | Full Conversion | INR | [13 empty] | 0 | 0 | 0 | [24 empty] | 0 | 0 | #VALUE!
13.92 | Supply & fixing of steel wire rope for submersible pump including cost of labour, T&P and material required for completion of work. (old sor-2023 CSI No. 19.34) | BI01010001010000000000000515BI0100001501 | 1100 | Rm |  |  |  | Excess(+) | 1 | Full Conversion | INR | [13 empty] | 0 | 0 | 0 | [24 empty] | 0 | 0 | #VALUE!
13.93 | Providing and fixing G.I. pipes complete with G.I. fittings including trenching and refilling etc. For 50 mm dia nominal bore (DSR. 18.12.6 (Civil) | BI01010001010000000000000515BI0100001502 | 200 | Rm |  |  |  | Excess(+) | 1 | Full Conversion | INR | [13 empty] | 0 | 0 | 0 | [24 empty] | 0 | 0 | #VALUE!
13.94 | Providing and fixing gun metal gate valve with C.I. wheel of approved quality (screwed end) : 50MM (DSR. 18.17.4 (Civil) | BI01010001010000000000000515BI0100001503 | 40 | Nos |  |  |  | Excess(+) | 1 | Full Conversion | INR | [13 empty] | 0 | 0 | 0 | [24 empty] | 0 | 0 | #VALUE!
13.95 | Constructing masonry Chamber 60x60x75 cm inside, in brick work in cement mortar 1:4 (1 cement : 4 coarse sand) for sluice valve, with C.I. surface box 100mm top diameter, 160 mm bottom diameter and 180 mm deep ( inside) with chained lid and RCC top slab 1:1.5:3 mix (1 cement : 1.5 coarse sand : 3 graded stone aggregate 20mm nominal size ) , i/c necessary excavation, foundation concrete 1:5:10 (1 cement : 5 fine sand : 10 graded stone aggregate 40 mm nominal size) and inside plastering with cement mortar 1:3 (1 cement : 3 coarse sand) 12 mm thick, finished with a floating coat of neat cement complete as per standard design : With common burnt clay F.P.S.(non modular) bricks of class designation 7.5 (DSR. 18.33.1 (Civil) | BI01010001010000000000000515BI0100001504 | 10 | Each |  |  |  | Excess(+) | 1 | Full Conversion | INR | [13 empty] | 0 | 0 | 0 | [24 empty] | 0 | 0 | #VALUE!
13.96 | Attending Beldar Services DSR Code 0114 + 10% CP charge) | BI01010001010000000000000515BI0100001505 | 100 | Nos |  |  |  | Excess(+) | 1 | Full Conversion | INR | [13 empty] | 0 | 0 | 0 | [24 empty] | 0 | 0 | #VALUE!
13.97 | Hire Charges for light crane with operator & fuel (Ch 16, 16.21) (CSI No. Chapter-2 SL No. 21 (C) + 10% CP Old SOR 2023) | BI01010001010000000000000515BI0100001506 | 160 | Hours |  |  |  | Excess(+) | 1 | Full Conversion | INR | [13 empty] | 0 | 0 | 0 | [24 empty] | 0 | 0 | #VALUE!
13.98 | Supply and wiring of submain with two number 10 sq. mm. FRLSH PVC insulated 1100 V grade multistrand single core copper conductor cable in 25mm dia heavy guage rigid steel conduit on surface, with one number 10 SWG copper earth continuity wire etc. complete in all respect. NSI (Ref. UPPWD SOR ELECTRICAL 2018 Item No 213 B) | BI01010001010000000000000515BI0100001507 | 100 | RM |  |  |  | Excess(+) | 1 | Full Conversion | INR | [13 empty] | 0 | 0 | 0 | [24 empty] | 0 | 0 | #VALUE!
13.99 | As in item no. 213 (B) but in 25 mm dia heavy duty (2 mm thick ) PVC conduit with one number 6 sq. mm. FRLSH PVC insulated multistrand copper conductor cable as earth continuity wire drawn in conduit. NSI (Ref. UPPWD SOR ELECTRICAL 2018 Item No 213 C) | BI01010001010000000000000515BI0100001508 | 500 | RM |  |  |  | Excess(+) | 1 | Full Conversion | INR | [13 empty] | 0 | 0 | 0 | [24 empty] | 0 | 0 | #VALUE!
14 | Supply and wiring of submain with two number 16 sq.mm. PVC insulated 1100 V grade single core aluminium conductor cable in 32 mm dia heavy duty (2mm thick ) PVC conduit with one number 10 sq. mm. FRLSH PVC insulated multistrand copper conductorcable as earth continuity wire drawn in conduit. NSI (Ref. UPPWD SOR ELECTRICAL 2018 Item No 214 C) | BI01010001010000000000000515BI0100001509 | 100 | RM |  |  |  | Excess(+) | 1 | Full Conversion | INR | [13 empty] | 0 | 0 | 0 | [24 empty] | 0 | 0 | #VALUE!
14.01 | S&F of 100 A. 415 V Metal clad TPN CFS complete with HRC fuse etc. on angle iron frame complete in all respect. NSI (Ref. UPPWD SOR ELECTRICAL 2018 Item No 353) | BI01010001010000000000000515BI0100001510 | 10 | Nos |  |  |  | Excess(+) | 1 | Full Conversion | INR | [13 empty] | 0 | 0 | 0 | [24 empty] | 0 | 0 | #VALUE!
14.02 | S&F of 200 A. 415 V Metal clad TPN CFS complete with HRC fuse etc. on angle iron frame complete in all respect. NSI (Ref. UPPWD SOR ELECTRICAL 2018 Item No 354) | BI01010001010000000000000515BI0100001511 | 10 | Nos |  |  |  | Excess(+) | 1 | Full Conversion | INR | [13 empty] | 0 | 0 | 0 | [24 empty] | 0 | 0 | #VALUE!
14.03 | S&F of 200 Amp. four pole change over switch on 50mm x 50mm x 6mm angle iron frame, including the cost of labour, T&P, painting and other material required for proper completion of the work as per direction and satisfaction of Engineer in charge. NSI (Ref. UPPWD SOR ELECTRICAL 2018 Item No 379) | BI01010001010000000000000515BI0100001512 | 10 | Nos |  |  |  | Excess(+) | 1 | Full Conversion | INR | [13 empty] | 0 | 0 | 0 | [24 empty] | 0 | 0 | #VALUE!
14.04 | Supply and fixing of LED Street light Fitting having die cast aluminium body and diffuser with driver set suitable for 75 to 90 Watt. Confirming to IP 66 and above Protection complete in all respect CAT- AAA. NSI (Ref. UPPWD SOR ELECTRICAL 2018 Item No 1423) | BI01010001010000000000000515BI0100001513 | 20 | Nos |  |  |  | Excess(+) | 1 | Full Conversion | INR | [13 empty] | 0 | 0 | 0 | [24 empty] | 0 | 0 | #VALUE!
14.05 | Finishing with Epoxy paint On concrete work (two or more coats) at all locations prepared and applied as per manufacturer's specifications including appropriate priming coat, preparation of surface, etc. complete (DSR. 13.52.2 (Civil) | BI01010001010000000000000515BI0100001514 | 1801 | Sqm |  |  |  | Excess(+) | 1 | Full Conversion | INR | [13 empty] | 0 | 0 | 0 | [24 empty] | 0 | 0 | #VALUE!
14.06 | Providing and fixing of Powder coated aluminium (minimum thickness of powder coating 50 micron) aluminium work for doors, windows, ventilators and partitions with extruded built up standard tubular sections/ appropriate Z sections and other sections of approved make conforming to IS: 733 and IS: 1285, fixing with dash fasteners of required dia and size, including necessary filling up the gaps at junctions, i.e. at top, bottom and sides with required EPDM rubber/ neoprene gasket etc. Aluminium sections shall be smooth, rust free, straight, mitred and jointed mechanically wherever required including cleat angle, Aluminium snap beading for glazing / paneling, C.P. brass / stainless steel screws, all complete as per architectural drawings and the directions of Engineer-in-charge. (Glazing, paneling and dash fasteners to be paid for separately) : (DSR. 21.1.1.2 (Civil) | BI01010001010000000000000515BI0100001515 | 500 | KG |  |  |  | Excess(+) | 1 | Full Conversion | INR | [13 empty] | 0 | 0 | 0 | [24 empty] | 0 | 0 | #VALUE!
14.07 | For shutters of Powder coated aluminium (minimum thickness of powder coating 50 micron) doors, windows & ventilators including providing and fixing hinges/ pivots and making provision for fixing of fittings wherever required including the cost of EPDM rubber / neoprene gasket required (Fittings shall be paid for separately DSR. 21.1.2.2 (Civil) | BI01010001010000000000000515BI0100001516 | 500 | KG |  |  |  | Excess(+) | 1 | Full Conversion | INR | [13 empty] | 0 | 0 | 0 | [24 empty] | 0 | 0 | #VALUE!
14.08 | Providing and fixing glazing in aluminium door, window, ventilator shutters and partitions etc. with EPDM rubber / neoprene gasket etc. complete as per the architectural drawings and the directions of engineer-in-charge . (Cost of aluminium snap beading shall be paid in basic item): With float glass panes of 5 mm thickness (weight not less than 12.50 kg/sqm) (DSR. 21.3.2 (Civil) | BI01010001010000000000000515BI0100001517 | 100 | Sqm |  |  |  | Excess(+) | 1 | Full Conversion | INR | [13 empty] | 0 | 0 | 0 | [24 empty] | 0 | 0 | #VALUE!
14.09 | Providing and fixing double action hydraulic floor spring of approved brand and manufacture conforming to IS : 6315, having brand logo embossed on the body / plate with double spring mechanism and door weight upto 125 kg, for doors, including cost of cutting floors, embedding in floors as required and making good the same matching to the existing floor finishing and cover plates with brass pivot and single piece M.S. sheet outer box with slide plate etc. complete as per the direction of Engineer-in-charge. With stainless steel cover plate minimum 1.25 mm thickness (DSR. 21.4.1 (Civil) | BI01010001010000000000000515BI0100001518 | 40 | Nos |  |  |  | Excess(+) | 1 | Full Conversion | INR | [13 empty] | 0 | 0 | 0 | [24 empty] | 0 | 0 | #VALUE!
14.1 | Providing and fixing Pre-laminated particle board with decorative lamination on both sides 12 mm thick prelaminated particle board flat pressed three layer or graded wood particle board conforming to IS: 12823 Grade l Type ll, in panelling fixed in aluminum doors, windows shutters and partition frames with C.P. brass / stainless steel screws etc. complete as per architectural drawings and directions of engineer-in-charge. (DSR. 21.2.2 (Civil) | BI01010001010000000000000515BI0100001519 | 40 | Sqm |  |  |  | Excess(+) | 1 | Full Conversion | INR | [13 empty] | 0 | 0 | 0 | [24 empty] | 0 | 0 | #VALUE!
14.11 | Providing and fixing machine moulded aluminium covering of approved pattern & design, made out of machine cut aluminium sheet and machine holed for receiving dash fastener, over expansion joints on vertical surfaces/ceiling floors, the fixing on plate in one row on one side of joint only shall be done with stainless steel dash fasteners of 8 mm dia and 75 mm long bolt including providing aluminium washers 2 mm thick & 15 mm dia , at a staggered pitch of 200mm centre to centre including drilling holes in the receiving surface and providing expandable plastic sleeves in holes etc. complete as per direction of Engineer-in-charge Anodised aluminium sheet 2.5mm thick (anodised transparent or dyed to required shade according to IS: 1868, Minimum anodic coating of grade AC 15) (DSR. 21.7.1 (Civil) | BI01010001010000000000000515BI0100001520 | 500 | KG |  |  |  | Excess(+) | 1 | Full Conversion | INR | [13 empty] | 0 | 0 | 0 | [24 empty] | 0 | 0 | #VALUE!
14.12 | Providing and fixing of 255 X 19 mm stainless steel (SS 304 grade) adjustable friction windows stays of approved quality with necessary stainless steel screws etc. to the side hung windows as per direction of Engineer-in-charge complete. (DSR. 21.11.2 (Civil) | BI01010001010000000000000515BI0100001521 | 200 | Each |  |  |  | Excess(+) | 1 | Full Conversion | INR | [13 empty] | 0 | 0 | 0 | [24 empty] | 0 | 0 | #VALUE!
14.13 | Providing and fixing of Powder coated minimum thickness 50 micron aluminium tubular handle bar aluminium tubular handle bar 32 mm outer dia, 3.0 mm thick & 2100 mm long with SS screws etc .complete as per direction of Engineer-in-Charge. (DSR. 21.12.2 (Civil) | BI01010001010000000000000515BI0100001522 | 40 | Each |  |  |  | Excess(+) | 1 | Full Conversion | INR | [13 empty] | 0 | 0 | 0 | [24 empty] | 0 | 0 | #VALUE!
14.14 | Providing and fixing Brass 100mm mortice latch and lock with 6 levers without pair of handles (best make of approved quality) for aluminium doors including necessary cutting and making good etc. complete (DSR. 21.13 (Civil) | BI01010001010000000000000515BI0100001523 | 20 | Each |  |  |  | Excess(+) | 1 | Full Conversion | INR | [13 empty] | 0 | 0 | 0 | [24 empty] | 0 | 0 | #VALUE!
14.15 | Providing and fixing of Powder coated minimum thickness 50 micron aluminium casement windows fastener of required length for aluminium windows with necessary screws etc. complete. (DSR. 21.15.2 (Civil) | BI01010001010000000000000515BI0100001524 | 200 | Each |  |  |  | Excess(+) | 1 | Full Conversion | INR | [13 empty] | 0 | 0 | 0 | [24 empty] | 0 | 0 | #VALUE!
14.16 | Providing and fixing of Powder coated minimum thickness 50 micron aluminium round shape handle of outer dia 100 mm with SS screws etc. complete as per direction of Engineer-in-charge (DSR. 21.16.2 (Civil) | BI01010001010000000000000515BI0100001525 | 60 | Each |  |  |  | Excess(+) | 1 | Full Conversion | INR | [13 empty] | 0 | 0 | 0 | [24 empty] | 0 | 0 | #VALUE!
14.17 | Providing and laying Polished Granite stone flooring in required design and patterns, in linear as well as curvilinear portions of the building all complete as per the architectural drawings with 18 mm thick stone slab over 20 mm (average) thick base of cement mortar 1:4 (1 cement : 4 coarse sand) laid and jointed with cement slurry and pointing with white cement slurry admixed with pigment of matching shade including rubbing , curing and polishing etc. all complete as specified and as directed by the Engineer-in-Charge. Polished Granite stone slab colour of Black, Cherry/Ruby Red or equivalent DSR 11.56.1 | BI01010001010000000000000515BI0100001526 | 10 | Sqm |  |  |  | Excess(+) | 1 | Full Conversion | INR | [13 empty] | 0 | 0 | 0 | [24 empty] | 0 | 0 | #VALUE!
14.18 | Providing and fixing 12 mm thick frameless toughened glass door shutter of approved brand and manufacture, including providing and fixing top & bottom pivot & double acting hydraulic floor spring type fixing arrangement and making necessary holes etc. for fixing required door fittings, all complete as per direction of Engineer-in-charge (Door handle, lock and stopper etc.to be paid separately). (DSR. 21.18 (Civil) | BI01010001010000000000000515BI0100001527 | 50 | Sqm |  |  |  | Excess(+) | 1 | Full Conversion | INR | [13 empty] | 0 | 0 | 0 | [24 empty] | 0 | 0 | #VALUE!
14.19 | Kota stone slab flooring over 20 mm (average) thick base laid over and jointed with grey cement slurry mixed with pigment to match the shade of the slab, including rubbing and polishing complete with base of cement mortar 1 : 4 (1 cement : 4 coarse sand) : 25 mm thick DSR 11.26.1 | BI01010001010000000000000515BI0100001528 | 262 | Sqm |  |  |  | Excess(+) | 1 | Full Conversion | INR | [13 empty] | 0 | 0 | 0 | [24 empty] | 0 | 0 | #VALUE!
15 | 33/11 KV Substation Transformer Capacity Enhancement / Augmentation 5 MVA to 10 MVA, as per the scope of works, and approved drawings
15.01 | Supply & installation, testing and commissioning of 10 MVA 33/11 kV, 3 ph, 50 Hz, ONAN, Cu Wound, Outdoor Conventional type PowerTransformer with off load tap changer ( completely filled with oil) as per TS | BI01010001010000000000000515BI0100001530 | 11 | Nos |  |  |  | Excess(+) | 1 | Full Conversion | INR | [13 empty] | 0 | 0 | 0 | [24 empty] | 0 | 0 | #VALUE!
15.02 | Supply & Erection of 90lbs rail pieces 44.64 kg/M | BI01010001010000000000000515BI0100001531 | 76.12 | Meter |  |  |  | Excess(+) | 1 | Full Conversion | INR | [13 empty] | 0 | 0 | 0 | [24 empty] | 0 | 0 | #VALUE!
15.03 | Construction of Plinth & foundation for 10 MVA transformer | BI01010001010000000000000515BI0100001532 | 11 | Nos |  |  |  | Excess(+) | 1 | Full Conversion | INR | [13 empty] | 0 | 0 | 0 | [24 empty] | 0 | 0 | #VALUE!
15.04 | Supply & Erection of 33 KV VCB with single T/F control panel and CT 200/100/1A with structure (i) 33 KV VCB (ii) control panel I/C for 33KV single T/F (iii) CT 200/100/1-1A (iv) steel structure | BI01010001010000000000000515BI0100001533 | 11 | Nos |  |  |  | Excess(+) | 1 | Full Conversion | INR | [13 empty] | 0 | 0 | 0 | [24 empty] | 0 | 0 | #VALUE!
15.05 | Construction of Plinth & foundation for 33 kV VCB | BI01010001010000000000000515BI0100001534 | 11 | Nos |  |  |  | Excess(+) | 1 | Full Conversion | INR | [13 empty] | 0 | 0 | 0 | [24 empty] | 0 | 0 | #VALUE!
16 | Supply & Erection of 11 KV VCB
16.01 | Supply & Erection of 12 kV, 1600 A, 25kA for 3 seconds, 3-ph, indoor type Vacuum Circuit Breaker for Incomer along with 12 kV, 1-Phase, 25kA,1600-800/5-5 A, 3 Nos indoor type 3 core Current Transformer, Potential Transformer 11KV/110 V, indoor mounting type control panel for incoming breaker and required accessories, A-meter, volt-meter, 3-phase , Numerical Relays & accessories complete as per specifications for transformer breaker protection with earth fault, overcurrent . | BI01010001010000000000000515BI0100001536 | 11 | Nos |  |  |  | Excess(+) | 1 | Full Conversion | INR | [13 empty] | 0 | 0 | 0 | [24 empty] | 0 | 0 | #VALUE!
16.02 | Supply & Erection of 12 KV, 3 Ph 1250 A, 25kA for 3 seconds, 3-ph, indoor type Vacuum Circuit breaker along with 12 kV, 1-Phase, 25kA, 400-200/5-5 A, 3 Nos indoor type Current Transformer, indoor mounting type control panel for feeder protection and required accessories, A-meter, Numerical Relay & accessories complete as per specifications for feeder breaker protection & Protection for Earth fault and over current) with extensible arrangement for future | BI01010001010000000000000515BI0100001537 | 22 | Nos |  |  |  | Excess(+) | 1 | Full Conversion | INR | [13 empty] | 0 | 0 | 0 | [24 empty] | 0 | 0 | #VALUE!
16.03 | Supply of 11 KV 3Cx 300 sqmm XLPE armoured. | BI01010001010000000000000515BI0100001538 | 1870 | Meter |  |  |  | Excess(+) | 1 | Full Conversion | INR | [13 empty] | 0 | 0 | 0 | [24 empty] | 0 | 0 | #VALUE!
16.04 | Laying of 11 KV cable 3x300 sqmm including cost of sand & bricks | BI01010001010000000000000515BI0100001539 | 1870 | Meter |  |  |  | Excess(+) | 1 | Full Conversion | INR | [13 empty] | 0 | 0 | 0 | [24 empty] | 0 | 0 | #VALUE!
16.05 | Making of 11 KV cable boxes mounted with switchgears and T/F (Kit) | BI01010001010000000000000515BI0100001540 | 22 | Nos |  |  |  | Excess(+) | 1 | Full Conversion | INR | [13 empty] | 0 | 0 | 0 | [24 empty] | 0 | 0 | #VALUE!
16.06 | Supply & Laying of 4x2.5 mm sq control cable | BI01010001010000000000000515BI0100001541 | 1100 | Meter |  |  |  | Excess(+) | 1 | Full Conversion | INR | [13 empty] | 0 | 0 | 0 | [24 empty] | 0 | 0 | #VALUE!
16.07 | Supply & Laying of 2x2.5mm sq control cable | BI01010001010000000000000515BI0100001542 | 1100 | Meter |  |  |  | Excess(+) | 1 | Full Conversion | INR | [13 empty] | 0 | 0 | 0 | [24 empty] | 0 | 0 | #VALUE!
16.08 | Supply & Installation of Sundries items | BI01010001010000000000000515BI0100001543 | 11 | LS |  |  |  | Excess(+) | 1 | Full Conversion | INR | [13 empty] | 0 | 0 | 0 | [24 empty] | 0 | 0 | #VALUE!
17 | 33/11 KV Substation Transformer Capacity Enhancement / Augmentation 10 MVA to 20 MVA, as per the scope of works, and approved drawings
17.01 | Supply & installation, testing and commissioning of 20 MVA 33/11 kV, 3 ph, 50 Hz, ONAN, Cu Wound, Outdoor Conventional type PowerTransformer with ON load tap changer ( completely field with oil) as per TS | BI01010001010000000000000515BI0100001545 | 21 | Nos |  |  |  | Excess(+) | 1 | Full Conversion | INR | [13 empty] | 0 | 0 | 0 | [24 empty] | 0 | 0 | #VALUE!
17.02 | Supply & Erection of 33 KV Post Insulator | BI01010001010000000000000515BI0100001546 | 63 | Nos |  |  |  | Excess(+) | 1 | Full Conversion | INR | [13 empty] | 0 | 0 | 0 | [24 empty] | 0 | 0 | #VALUE!
17.03 | Supply & Erection of Cu Bus Bar -2500x50x6 mm | BI01010001010000000000000515BI0100001547 | 63 | Nos |  |  |  | Excess(+) | 1 | Full Conversion | INR | [13 empty] | 0 | 0 | 0 | [24 empty] | 0 | 0 | #VALUE!
17.04 | Structure for copper bus bar as per the approved drawing | BI01010001010000000000000515BI0100001548 | 21 | Nos |  |  |  | Excess(+) | 1 | Full Conversion | INR | [13 empty] | 0 | 0 | 0 | [24 empty] | 0 | 0 | #VALUE!
17.05 | Cable Support Structure as per the approved drawing | BI01010001010000000000000515BI0100001549 | 21 | Nos |  |  |  | Excess(+) | 1 | Full Conversion | INR | [13 empty] | 0 | 0 | 0 | [24 empty] | 0 | 0 | #VALUE!
17.06 | Neutral link structure as per the approved drawing | BI01010001010000000000000515BI0100001550 | 21 | Nos |  |  |  | Excess(+) | 1 | Full Conversion | INR | [13 empty] | 0 | 0 | 0 | [24 empty] | 0 | 0 | #VALUE!
17.07 | Supply & Erection of 36kV, 1-Phase, 25kA/3 seconds, 400-/1-1 Amps ( having 2 secondery, core), 1 set = 3 Nos outdoor type Current Transformers along with junction box (1 no junction box for 3 no of 1- phase CTs), as required as per technical specifications complete in all respect. | BI01010001010000000000000515BI0100001551 | 21 | Set |  |  |  | Excess(+) | 1 | Full Conversion | INR | [13 empty] | 0 | 0 | 0 | [24 empty] | 0 | 0 | #VALUE!
17.08 | Supply & Erection of 12 kV, 1600 A, 25kA for 3 seconds, 3-ph, indoor type Vacuum Circuit Breaker for Incomer along with 12 kV, 1-Phase, 25kA, 1600-800/5-5 A, 3 Nos indoor type Current Transformer 3 Core, Potential Transformer 11KV/110 V, indoor mounting type control panel for incoming breaker and required accessories, A-meter, volt-meter, 3-phase ,with Numerical Relays & accessories complete as per specifications for transformer breaker protection with earth fault, overcurrent . | BI01010001010000000000000515BI0100001552 | 21 | Nos |  |  |  | Excess(+) | 1 | Full Conversion | INR | [13 empty] | 0 | 0 | 0 | [24 empty] | 0 | 0 | #VALUE!
17.09 | Supply & Erection of 12 KV 3 Ph 1250 A, 25kA for 3 seconds, 3-ph, indoor type Vacuum Circuit breaker along with 12 kV, 1-Phase, 25kA, 400-200/5-5 A, 3 Nos indoor type Current Transformer, indoor mounting type control panel for feeder protection and required accessories, A-meter, Numerical Relay & accessories complete as per specifications for feeder breaker protection & Protection for Earth fault and over current) with extensible arrangement for future | BI01010001010000000000000515BI0100001553 | 21 | Nos |  |  |  | Excess(+) | 1 | Full Conversion | INR | [13 empty] | 0 | 0 | 0 | [24 empty] | 0 | 0 | #VALUE!
17.1 | Supply of 11KV XLPE cable 1x1000mm² | BI01010001010000000000000515BI0100001554 | 10080 | Meter |  |  |  | Excess(+) | 1 | Full Conversion | INR | [13 empty] | 0 | 0 | 0 | [24 empty] | 0 | 0 | #VALUE!
17.11 | Laying of 11KV cable including cost of sand & Bricks | BI01010001010000000000000515BI0100001555 | 8400 | Meter |  |  |  | Excess(+) | 1 | Full Conversion | INR | [13 empty] | 0 | 0 | 0 | [24 empty] | 0 | 0 | #VALUE!
17.12 | Laying of 11KV cable in air for Cable riser Double Pole | BI01010001010000000000000515BI0100001556 | 1680 | Meter |  |  |  | Excess(+) | 1 | Full Conversion | INR | [13 empty] | 0 | 0 | 0 | [24 empty] | 0 | 0 | #VALUE!
17.13 | Making of 11KV cable boxes for 11 kV 1x1000 Sq. mm. XLPE | BI01010001010000000000000515BI0100001557 | 252 | Nos |  |  |  | Excess(+) | 1 | Full Conversion | INR | [13 empty] | 0 | 0 | 0 | [24 empty] | 0 | 0 | #VALUE!
17.14 | Supply of Heat Shrinkable jointing kit for 11 kV 1x1000 Sq. mm. XLPE outdoor | BI01010001010000000000000515BI0100001558 | 126 | Nos |  |  |  | Excess(+) | 1 | Full Conversion | INR | [13 empty] | 0 | 0 | 0 | [24 empty] | 0 | 0 | #VALUE!
17.15 | Suppl of Heat Shrinkable jointing kit for 11 kV 1x1000 Sq. mm. XLPE Indoor | BI01010001010000000000000515BI0100001559 | 126 | Nos |  |  |  | Excess(+) | 1 | Full Conversion | INR | [13 empty] | 0 | 0 | 0 | [24 empty] | 0 | 0 | #VALUE!
17.16 | Water level earthing upto water level minimum 50Mtr | BI01010001010000000000000515BI0100001560 | 84 | Nos |  |  |  | Excess(+) | 1 | Full Conversion | INR | [13 empty] | 0 | 0 | 0 | [24 empty] | 0 | 0 | #VALUE!
17.17 | Supply & Erection of G.I.Strip of size 50x6mm | BI01010001010000000000000515BI0100001561 | 630 | Meter |  |  |  | Excess(+) | 1 | Full Conversion | INR | [13 empty] | 0 | 0 | 0 | [24 empty] | 0 | 0 | #VALUE!
17.18 | Painting of S/S Structure with required material. | BI01010001010000000000000515BI0100001562 | 21 | Job |  |  |  | Excess(+) | 1 | Full Conversion | INR | [13 empty] | 0 | 0 | 0 | [24 empty] | 0 | 0 | #VALUE!
17.19 | Supply & Installation of sundry items | BI01010001010000000000000515BI0100001563 | 21 | Job |  |  |  | Excess(+) | 1 | Full Conversion | INR | [13 empty] | 0 | 0 | 0 | [24 empty] | 0 | 0 | #VALUE!
18 | 33/11 KV Sub-Station Additional Transformer of 10 MVA. as per the scope of works, and approved drawings
18.01 | Supply & Erection of 36kV, 800A, 25kA, 3-ph double break center rotating type (DBCR), Gang Operated, isolator along with Support Insulators, Operating Mechanism, Base Channel down Pipe and all required accessories complete as per technical specifications. (Without Earth Switch) | BI01010001010000000000000515BI0100001565 | 12 | Nos |  |  |  | Excess(+) | 1 | Full Conversion | INR | [13 empty] | 0 | 0 | 0 | [24 empty] | 0 | 0 | #VALUE!
18.02 | Construction of Plinth & foundation for 33 kV isolator | BI01010001010000000000000515BI0100001566 | 12 | Nos |  |  |  | Excess(+) | 1 | Full Conversion | INR | [13 empty] | 0 | 0 | 0 | [24 empty] | 0 | 0 | #VALUE!
18.03 | Supply & Erection of 33 KV Post Insulator | BI01010001010000000000000515BI0100001567 | 36 | Nos |  |  |  | Excess(+) | 1 | Full Conversion | INR | [13 empty] | 0 | 0 | 0 | [24 empty] | 0 | 0 | #VALUE!
18.04 | Construction of Plinth & foundation for 33 kV Post Insulator | BI01010001010000000000000515BI0100001568 | 12 | Nos |  |  |  | Excess(+) | 1 | Full Conversion | INR | [13 empty] | 0 | 0 | 0 | [24 empty] | 0 | 0 | #VALUE!
18.05 | Transformer bus complete with structure | BI01010001010000000000000515BI0100001569 | 12 | Nos |  |  |  | Excess(+) | 1 | Full Conversion | INR | [13 empty] | 0 | 0 | 0 | [24 empty] | 0 | 0 | #VALUE!
18.06 | Supply & Erection of 30 kV, 10kA, 1-ph Station Class Lightening Arrester complete (1 set= 3 Nos.) | BI01010001010000000000000515BI0100001570 | 12 | Set |  |  |  | Excess(+) | 1 | Full Conversion | INR | [13 empty] | 0 | 0 | 0 | [24 empty] | 0 | 0 | #VALUE!
18.07 | Construction of Plinth & foundation for 33 kV LA | BI01010001010000000000000515BI0100001571 | 12 | Set |  |  |  | Excess(+) | 1 | Full Conversion | INR | [13 empty] | 0 | 0 | 0 | [24 empty] | 0 | 0 | #VALUE!
18.08 | Supply & installation, testing and commissioning of 10 MVA 33/11 kV, 3 ph, 50 Hz, ONAN, Cu Wound, Outdoor Conventional type PowerTransformer with off load tap changer ( completely filled with oil) as per TS | BI01010001010000000000000515BI0100001572 | 12 | Nos |  |  |  | Excess(+) | 1 | Full Conversion | INR | [13 empty] | 0 | 0 | 0 | [24 empty] | 0 | 0 | #VALUE!
18.09 | Supply & Erection of 90 lbs rail pieces (44.64kg/M) | BI01010001010000000000000515BI0100001573 | 72 | Meter |  |  |  | Excess(+) | 1 | Full Conversion | INR | [13 empty] | 0 | 0 | 0 | [24 empty] | 0 | 0 | #VALUE!
18.1 | Construction of Power Transformer Plinth of size 3.46x4.46 Mtr. having 0.5 Mtr. below ground level and 0.4 Mtr. above ground level. | BI01010001010000000000000515BI0100001574 | 12 | Nos |  |  |  | Excess(+) | 1 | Full Conversion | INR | [13 empty] | 0 | 0 | 0 | [24 empty] | 0 | 0 | #VALUE!
18.11 | Supply & erection of 33 KV VCB with single T/F control panel and CT 200/100/1A with structure (i) 33 KV VCB (ii) control panel I/C for 33KV single T/F (iii) CT 200/100/1A (iv)steel structure | BI01010001010000000000000515BI0100001575 | 12 | Nos |  |  |  | Excess(+) | 1 | Full Conversion | INR | [13 empty] | 0 | 0 | 0 | [24 empty] | 0 | 0 | #VALUE!
18.12 | Construction of Plinth & foundation of VCB | BI01010001010000000000000515BI0100001576 | 12 | Nos |  |  |  | Excess(+) | 1 | Full Conversion | INR | [13 empty] | 0 | 0 | 0 | [24 empty] | 0 | 0 | #VALUE!
18.13 | Supply & Erection of 12 kV, 1600 A, 25kA for 3 seconds, 3-ph, indoor type Vacuum Circuit Breaker for Incomer along with 12 kV, 1-Phase, 25kA, 1600-800/5-5 A, 3 Nos indoor type Current Transformer 3 Core, Potential Transformer 11KV/110 V, indoor mounting type control panel for incoming breaker and required accessories, A-meter, volt-meter, 3-phase ,with Numerical Relays & accessories complete as per specifications for transformer breaker protection with earth fault, overcurrent . | BI01010001010000000000000515BI0100001577 | 12 | Nos |  |  |  | Excess(+) | 1 | Full Conversion | INR | [13 empty] | 0 | 0 | 0 | [24 empty] | 0 | 0 | #VALUE!
18.14 | Supply & Erection of 12 KV 3 Ph 1250 A, 25kA for 3 seconds, 3-ph, indoor type Vacuum Circuit breaker along with 12 kV, 1-Phase, 25kA, 400-200/5-5 A, 3 Nos indoor type Current Transformer, indoor mounting type control panel for feeder protection and required accessories, A-meter, Numerical Relay & accessories complete as per specifications for feeder breaker protection & Protection for Earth fault and over current) with extensible arrangement for future | BI01010001010000000000000515BI0100001578 | 24 | Nos |  |  |  | Excess(+) | 1 | Full Conversion | INR | [13 empty] | 0 | 0 | 0 | [24 empty] | 0 | 0 | #VALUE!
18.15 | Supply & Erection of 12 kV, 1600 A, 25kA for 3 seconds, 3-ph, indoor type Vacuum Circuit Breaker for along with 12 kV, 1-Phase, 25kA, 1600-800/5-5 A, 3 Nos indoor type Current Transformer, control panel for Bus couplar and required accessories, A-meter, Numerical Relays & accessories complete as per specifications for Bus Coupler protection with earth fault, overcurrent . | BI01010001010000000000000515BI0100001579 | 12 | Nos |  |  |  | Excess(+) | 1 | Full Conversion | INR | [13 empty] | 0 | 0 | 0 | [24 empty] | 0 | 0 | #VALUE!
18.16 | Supply of 11 KV 3 x300 sqmm XLPE armored cable | BI01010001010000000000000515BI0100001580 | 5760 | Meter |  |  |  | Excess(+) | 1 | Full Conversion | INR | [13 empty] | 0 | 0 | 0 | [24 empty] | 0 | 0 | #VALUE!
18.17 | Laying of 11 KV cable including cost of bricks and sand | BI01010001010000000000000515BI0100001581 | 5760 | Meter |  |  |  | Excess(+) | 1 | Full Conversion | INR | [13 empty] | 0 | 0 | 0 | [24 empty] | 0 | 0 | #VALUE!
18.18 | Supply & Erection of 11 KV 3 x300 sqmm out door & indoor cable boxes mounted with switchgear and transformers (Kit) | BI01010001010000000000000515BI0100001582 | 144 | Nos |  |  |  | Excess(+) | 1 | Full Conversion | INR | [13 empty] | 0 | 0 | 0 | [24 empty] | 0 | 0 | #VALUE!
19 | Control cable
19.01 | Supply & Erection of 4x2.5 sq.mm Control Cable | BI01010001010000000000000515BI0100001584 | 1200 | Meter |  |  |  | Excess(+) | 1 | Full Conversion | INR | [13 empty] | 0 | 0 | 0 | [24 empty] | 0 | 0 | #VALUE!
19.02 | Supply & Erection of of 2x2.5 sq.mm Control Cable | BI01010001010000000000000515BI0100001585 | 1200 | Meter |  |  |  | Excess(+) | 1 | Full Conversion | INR | [13 empty] | 0 | 0 | 0 | [24 empty] | 0 | 0 | #VALUE!
19.03 | Earthing of indoor equipments | BI01010001010000000000000515BI0100001586 | 12 | Nos |  |  |  | Excess(+) | 1 | Full Conversion | INR | [13 empty] | 0 | 0 | 0 | [24 empty] | 0 | 0 | #VALUE!
19.04 | Painting of indoor equipments with required materials. | BI01010001010000000000000515BI0100001587 | 12 | LS |  |  |  | Excess(+) | 1 | Full Conversion | INR | [13 empty] | 0 | 0 | 0 | [24 empty] | 0 | 0 | #VALUE!
19.05 | Supply & Installtion of Sundries Items | BI01010001010000000000000515BI0100001588 | 12 | LS |  |  |  | Excess(+) | 1 | Full Conversion | INR | [13 empty] | 0 | 0 | 0 | [24 empty] | 0 | 0 | #VALUE!
20 | Supply & Erection for New 33 KV Line by UG Cabling by open trench method (3x400 sq mm) as per technical specifications, as per scope of works and approved drawings
20.01 | Supply & Erection of 11 Mtr PCC Poles - (PCC Pole as per state practice) | BI01010001010000000000000515BI0100001590 | 214 | Nos |  |  |  | Excess(+) | 1 | Full Conversion | INR | [13 empty] | 0 | 0 | 0 | [24 empty] | 0 | 0 | #VALUE!
20.02 | Supply & Erection of M.S. channel 100x50mm 2.4Mtr. Long. | BI01010001010000000000000515BI0100001591 | 535 | Nos |  |  |  | Excess(+) | 1 | Full Conversion | INR | [13 empty] | 0 | 0 | 0 | [24 empty] | 0 | 0 | #VALUE!
20.03 | Supply & Erection of Stone Pad 300x300x75 mm | BI01010001010000000000000515BI0100001592 | 214 | Nos |  |  |  | Excess(+) | 1 | Full Conversion | INR | [13 empty] | 0 | 0 | 0 | [24 empty] | 0 | 0 | #VALUE!
20.04 | Supply & Erection of 33 KV Polymer Pin Insulator with Nut & Bolt . | BI01010001010000000000000515BI0100001593 | 321 | Nos |  |  |  | Excess(+) | 1 | Full Conversion | INR | [13 empty] | 0 | 0 | 0 | [24 empty] | 0 | 0 | #VALUE!
20.05 | Supply & Erection of G.I.Pipe 150mm Dia | BI01010001010000000000000515BI0100001594 | 642 | Meter |  |  |  | Excess(+) | 1 | Full Conversion | INR | [13 empty] | 0 | 0 | 0 | [24 empty] | 0 | 0 | #VALUE!
20.06 | Supply & Erection of M.S.Holding clamps | BI01010001010000000000000515BI0100001595 | 2141 | Nos |  |  |  | Excess(+) | 1 | Full Conversion | INR | [13 empty] | 0 | 0 | 0 | [24 empty] | 0 | 0 | #VALUE!
20.07 | Supply & Erection of Bolts, Nuts & Washers | BI01010001010000000000000515BI0100001596 | 107 | KG |  |  |  | Excess(+) | 1 | Full Conversion | INR | [13 empty] | 0 | 0 | 0 | [24 empty] | 0 | 0 | #VALUE!
20.08 | Supply & Erection of Number Plate with clamp & Nut & Bolt. | BI01010001010000000000000515BI0100001597 | 214 | Nos |  |  |  | Excess(+) | 1 | Full Conversion | INR | [13 empty] | 0 | 0 | 0 | [24 empty] | 0 | 0 | #VALUE!
20.09 | Supply & Erection of Danger Board with clamp & Nut & Bolt | BI01010001010000000000000515BI0100001598 | 214 | Nos |  |  |  | Excess(+) | 1 | Full Conversion | INR | [13 empty] | 0 | 0 | 0 | [24 empty] | 0 | 0 | #VALUE!
20.1 | Supply & Erection of G.I. Barbed wire | BI01010001010000000000000515BI0100001599 | 428 | KG |  |  |  | Excess(+) | 1 | Full Conversion | INR | [13 empty] | 0 | 0 | 0 | [24 empty] | 0 | 0 | #VALUE!
20.11 | Supply & Erection of Insulated Dog conductor (AL-59 ACS) | BI01010001010000000000000515BI0100001600 | 1284 | Meter |  |  |  | Excess(+) | 1 | Full Conversion | INR | [13 empty] | 0 | 0 | 0 | [24 empty] | 0 | 0 | #VALUE!
20.12 | Concreating of pole support 0.44CuM | BI01010001010000000000000515BI0100001601 | 214 | Nos |  |  |  | Excess(+) | 1 | Full Conversion | INR | [13 empty] | 0 | 0 | 0 | [24 empty] | 0 | 0 | #VALUE!
20.13 | Earthing of Pole by M.S.Earthing Rod 2540x20mm & 6SWG G.I.Earthing wire (2.0Kg). | BI01010001010000000000000515BI0100001602 | 214 | Nos |  |  |  | Excess(+) | 1 | Full Conversion | INR | [13 empty] | 0 | 0 | 0 | [24 empty] | 0 | 0 | #VALUE!
20.14 | Supply & Erection of Al.Binding wire | BI01010001010000000000000515BI0100001603 | 107 | KG |  |  |  | Excess(+) | 1 | Full Conversion | INR | [13 empty] | 0 | 0 | 0 | [24 empty] | 0 | 0 | #VALUE!
20.15 | Supply & Erection of 33KV cable route marker | BI01010001010000000000000515BI0100001604 | 481 | Nos |  |  |  | Excess(+) | 1 | Full Conversion | INR | [13 empty] | 0 | 0 | 0 | [24 empty] | 0 | 0 | #VALUE!
20.16 | Supply & Installtion of Sundries Items | BI01010001010000000000000515BI0100001605 | 54 | LS |  |  |  | Excess(+) | 1 | Full Conversion | INR | [13 empty] | 0 | 0 | 0 | [24 empty] | 0 | 0 | #VALUE!
20.17 | 33KV Cable laying.
20.18 | Supply of Cable H.T.XLPE 33KV 3x400SQ.M.M | BI01010001010000000000000515BI0100001607 | 53520 | Meter |  |  |  | Excess(+) | 1 | Full Conversion | INR | [13 empty] | 0 | 0 | 0 | [24 empty] | 0 | 0 | #VALUE!
20.19 | Supply of Cable Box O/D 33KV 3x400 XLPE | BI01010001010000000000000515BI0100001608 | 214 | Nos |  |  |  | Excess(+) | 1 | Full Conversion | INR | [13 empty] | 0 | 0 | 0 | [24 empty] | 0 | 0 | #VALUE!
20.2 | 33KV 3x400Sq.mm XLPE cable laying charges in Air for Cable riser Double Pole | BI01010001010000000000000515BI0100001609 | 5352 | Meter |  |  |  | Excess(+) | 1 | Full Conversion | INR | [13 empty] | 0 | 0 | 0 | [24 empty] | 0 | 0 | #VALUE!
20.21 | Digging of trench of size (750x1200)mm | BI01010001010000000000000515BI0100001610 | 48168 | Meter |  |  |  | Excess(+) | 1 | Full Conversion | INR | [13 empty] | 0 | 0 | 0 | [24 empty] | 0 | 0 | #VALUE!
20.22 | Laying of 33KV 3x400SQ.M.M XLPE Cable laying charges with sand & Brick in open cut method (Restoration charges will be paid on an actual basis) | BI01010001010000000000000515BI0100001611 | 48168 | Meter |  |  |  | Excess(+) | 1 | Full Conversion | INR | [13 empty] | 0 | 0 | 0 | [24 empty] | 0 | 0 | #VALUE!
20.23 | Making of Cable Box O/D 33KV 3x400 XLPE | BI01010001010000000000000515BI0100001612 | 214 | Nos |  |  |  | Excess(+) | 1 | Full Conversion | INR | [13 empty] | 0 | 0 | 0 | [24 empty] | 0 | 0 | #VALUE!
20.24 | Cartage of 33KV 3x400SQ.M.M XLPE cable. | BI01010001010000000000000515BI0100001613 | 53520 | Meter |  |  |  | Excess(+) | 1 | Full Conversion | INR | [13 empty] | 0 | 0 | 0 | [24 empty] | 0 | 0 | #VALUE!
20.25 | Supply & Erection of of Heat Shrinkable Jointing Straight Through Kit for 33 KV 3x400 sq. mm XLPE Cable | BI01010001010000000000000515BI0100001614 | 1 | Nos |  |  |  | Excess(+) | 1 | Full Conversion | INR | [13 empty] | 0 | 0 | 0 | [24 empty] | 0 | 0 | #VALUE!
21 | Supply and erection of a new 33 KV Line using UG Cabling by the trenchless method (3x400 sq mm) as per the technical specifications, the scope of works, and approved drawings.
21.01 | Supply & Erection of 11 Mtr PCC Poles - (PCC Pole as per state practice) | BI01010001010000000000000515BI0100001615 | 140 | Nos |  |  |  | Excess(+) | 1 | Full Conversion | INR | [13 empty] | 0 | 0 | 0 | [24 empty] | 0 | 0 | #VALUE!
21.02 | Supply & Erection of M.S. channel 100x50mm 2.4Mtr. Long. | BI01010001010000000000000515BI0100001616 | 350 | Nos |  |  |  | Excess(+) | 1 | Full Conversion | INR | [13 empty] | 0 | 0 | 0 | [24 empty] | 0 | 0 | #VALUE!
21.03 | Supply & Erection of Stone Pad 300x300x75 mm | BI01010001010000000000000515BI0100001617 | 140 | Nos |  |  |  | Excess(+) | 1 | Full Conversion | INR | [13 empty] | 0 | 0 | 0 | [24 empty] | 0 | 0 | #VALUE!
21.04 | Supply & Erection of 33 KV Polymer Pin Insulator with Nut & Bolt . | BI01010001010000000000000515BI0100001618 | 210 | Nos |  |  |  | Excess(+) | 1 | Full Conversion | INR | [13 empty] | 0 | 0 | 0 | [24 empty] | 0 | 0 | #VALUE!
21.05 | Supply & Erection of G.I.Pipe 150mm Dia | BI01010001010000000000000515BI0100001619 | 416 | Meter |  |  |  | Excess(+) | 1 | Full Conversion | INR | [13 empty] | 0 | 0 | 0 | [24 empty] | 0 | 0 | #VALUE!
21.06 | Supply & Erection of M.S.Holding clamps | BI01010001010000000000000515BI0100001620 | 1386 | Nos |  |  |  | Excess(+) | 1 | Full Conversion | INR | [13 empty] | 0 | 0 | 0 | [24 empty] | 0 | 0 | #VALUE!
21.07 | Supply & Erection of Bolts, Nuts & Washers | BI01010001010000000000000515BI0100001621 | 69 | KG |  |  |  | Excess(+) | 1 | Full Conversion | INR | [13 empty] | 0 | 0 | 0 | [24 empty] | 0 | 0 | #VALUE!
21.08 | Supply & Erection of Number Plate with clamp & Nut & Bolt. | BI01010001010000000000000515BI0100001622 | 140 | Nos |  |  |  | Excess(+) | 1 | Full Conversion | INR | [13 empty] | 0 | 0 | 0 | [24 empty] | 0 | 0 | #VALUE!
21.09 | Supply & Erection of Danger Board with clamp & Nut & Bolt | BI01010001010000000000000515BI0100001623 | 140 | Nos |  |  |  | Excess(+) | 1 | Full Conversion | INR | [13 empty] | 0 | 0 | 0 | [24 empty] | 0 | 0 | #VALUE!
21.1 | Supply & Erection of G.I. Barbed wire | BI01010001010000000000000515BI0100001624 | 277 | KG |  |  |  | Excess(+) | 1 | Full Conversion | INR | [13 empty] | 0 | 0 | 0 | [24 empty] | 0 | 0 | #VALUE!
21.11 | Supply & Erection of Insulated Dog conductor (AL-59 ACS) | BI01010001010000000000000515BI0100001625 | 832 | Meter |  |  |  | Excess(+) | 1 | Full Conversion | INR | [13 empty] | 0 | 0 | 0 | [24 empty] | 0 | 0 | #VALUE!
21.12 | Concreating of pole support 0.44CuM | BI01010001010000000000000515BI0100001626 | 140 | Nos |  |  |  | Excess(+) | 1 | Full Conversion | INR | [13 empty] | 0 | 0 | 0 | [24 empty] | 0 | 0 | #VALUE!
21.13 | Supply & Erection of Earthing of Pole by M.S.Earthing Rod 2540x20mm & 6SWG G.I.Earthing wire | BI01010001010000000000000515BI0100001627 | 140 | Nos |  |  |  | Excess(+) | 1 | Full Conversion | INR | [13 empty] | 0 | 0 | 0 | [24 empty] | 0 | 0 | #VALUE!
21.14 | Supply & Erection of Al.Binding wire | BI01010001010000000000000515BI0100001628 | 69 | KG |  |  |  | Excess(+) | 1 | Full Conversion | INR | [13 empty] | 0 | 0 | 0 | [24 empty] | 0 | 0 | #VALUE!
21.15 | Supply & Erection of 33KV cable route marker | BI01010001010000000000000515BI0100001629 | 312 | Nos |  |  |  | Excess(+) | 1 | Full Conversion | INR | [13 empty] | 0 | 0 | 0 | [24 empty] | 0 | 0 | #VALUE!
21.16 | Sundries Items. | BI01010001010000000000000515BI0100001630 | 69 | LS |  |  |  | Excess(+) | 1 | Full Conversion | INR | [13 empty] | 0 | 0 | 0 | [24 empty] | 0 | 0 | #VALUE!
21.17 | 33KV Cable laying.
21.18 | Supply of Cable H.T.XLPE 33KV 3x400SQ.M.M | BI01010001010000000000000515BI0100001632 | 34660 | Meter |  |  |  | Excess(+) | 1 | Full Conversion | INR | [13 empty] | 0 | 0 | 0 | [24 empty] | 0 | 0 | #VALUE!
21.19 | Supply of Cable Box O/D 33KV 3x400 XLPE | BI01010001010000000000000515BI0100001633 | 140 | Nos |  |  |  | Excess(+) | 1 | Full Conversion | INR | [13 empty] | 0 | 0 | 0 | [24 empty] | 0 | 0 | #VALUE!
21.2 | 33KV 3x400Sq.mm XLPE cable laying charges in Air for Cable riser Double Pole | BI01010001010000000000000515BI0100001634 | 3466 | Meter |  |  |  | Excess(+) | 1 | Full Conversion | INR | [13 empty] | 0 | 0 | 0 | [24 empty] | 0 | 0 | #VALUE!
21.21 | Supply & laying of HDPE Pipe PE-80, PN-6, DN-160mm dia Pipe for laying of 33KV, 3x400Sq.mm, XLPE Cable with HDD (trenchless) method (Restoration charges will be paid on an actual basis) | BI01010001010000000000000515BI0100001635 | 31194 | Meter |  |  |  | Excess(+) | 1 | Full Conversion | INR | [13 empty] | 0 | 0 | 0 | [24 empty] | 0 | 0 | #VALUE!
21.22 | Making of Cable Box O/D 33KV 3x400 XLPE | BI01010001010000000000000515BI0100001636 | 140 | Nos |  |  |  | Excess(+) | 1 | Full Conversion | INR | [13 empty] | 0 | 0 | 0 | [24 empty] | 0 | 0 | #VALUE!
21.23 | Cartage of 33KV 3x400SQ.M.M XLPE cable. | BI01010001010000000000000515BI0100001637 | 34660 | Meter |  |  |  | Excess(+) | 1 | Full Conversion | INR | [13 empty] | 0 | 0 | 0 | [24 empty] | 0 | 0 | #VALUE!
22 | Supply & Erection for New 33 KV Line by overhead on 13 Mtr ST Pole (Insulated ACSR Dog Conductor) as per the technical specifications, the scope of works, and approved drawings.
22.01 | Supply & Erection of 13 Mtr ST Pole-SP-72 | BI01010001010000000000000515BI0100001639 | 2518 | Nos |  |  |  | Excess(+) | 1 | Full Conversion | INR | [13 empty] | 0 | 0 | 0 | [24 empty] | 0 | 0 | #VALUE!
22.02 | Supply & Erection of 33KV 'V' Type Cross arm 100x50x6mm, M.S.Channel (7.9Kg/M) | BI01010001010000000000000515BI0100001640 | 2518 | Nos |  |  |  | Excess(+) | 1 | Full Conversion | INR | [13 empty] | 0 | 0 | 0 | [24 empty] | 0 | 0 | #VALUE!
22.03 | Supply & Erection of Cross arm holding clamp with bolts and nuts. | BI01010001010000000000000515BI0100001641 | 2518 | Nos |  |  |  | Excess(+) | 1 | Full Conversion | INR | [13 empty] | 0 | 0 | 0 | [24 empty] | 0 | 0 | #VALUE!
22.04 | Supply & Erection of F- bracket for 33kv | BI01010001010000000000000515BI0100001642 | 2518 | Nos |  |  |  | Excess(+) | 1 | Full Conversion | INR | [13 empty] | 0 | 0 | 0 | [24 empty] | 0 | 0 | #VALUE!
22.05 | Supply & Erection of 33 KV Polymer Pin Insulator with Nut & Bolt . | BI01010001010000000000000515BI0100001643 | 7554 | Nos |  |  |  | Excess(+) | 1 | Full Conversion | INR | [13 empty] | 0 | 0 | 0 | [24 empty] | 0 | 0 | #VALUE!
22.06 | Supply & Erection of Number Plate with clamp & Nut & Bolt. | BI01010001010000000000000515BI0100001644 | 2518 | Nos |  |  |  | Excess(+) | 1 | Full Conversion | INR | [13 empty] | 0 | 0 | 0 | [24 empty] | 0 | 0 | #VALUE!
22.07 | Supply & Erection of Danger Board with clamp for 33 kv | BI01010001010000000000000515BI0100001645 | 2518 | Nos |  |  |  | Excess(+) | 1 | Full Conversion | INR | [13 empty] | 0 | 0 | 0 | [24 empty] | 0 | 0 | #VALUE!
22.08 | Supply & Erection of G.I. Barbed wire | BI01010001010000000000000515BI0100001646 | 5036 | KG |  |  |  | Excess(+) | 1 | Full Conversion | INR | [13 empty] | 0 | 0 | 0 | [24 empty] | 0 | 0 | #VALUE!
22.09 | Supply & Erection of Bolts, Nuts & Washers all sizes. | BI01010001010000000000000515BI0100001647 | 2518 | KG |  |  |  | Excess(+) | 1 | Full Conversion | INR | [13 empty] | 0 | 0 | 0 | [24 empty] | 0 | 0 | #VALUE!
22.1 | Supply & Erection of Aluminium Paint | BI01010001010000000000000515BI0100001648 | 2518 | liter |  |  |  | Excess(+) | 1 | Full Conversion | INR | [13 empty] | 0 | 0 | 0 | [24 empty] | 0 | 0 | #VALUE!
22.11 | Supply & Erection of Red oxide paint | BI01010001010000000000000515BI0100001649 | 2518 | liter |  |  |  | Excess(+) | 1 | Full Conversion | INR | [13 empty] | 0 | 0 | 0 | [24 empty] | 0 | 0 | #VALUE!
22.12 | Supply & Erection of Aluminium . Binding wire 6 SWG | BI01010001010000000000000515BI0100001650 | 1259 | KG |  |  |  | Excess(+) | 1 | Full Conversion | INR | [13 empty] | 0 | 0 | 0 | [24 empty] | 0 | 0 | #VALUE!
22.13 | Supply & Erection of Earthing of Pole by M.S.Earthing Rod 2540x20mm & 6SWG G.I.Earthing wire | BI01010001010000000000000515BI0100001651 | 2518 | Nos |  |  |  | Excess(+) | 1 | Full Conversion | INR | [13 empty] | 0 | 0 | 0 | [24 empty] | 0 | 0 | #VALUE!
22.14 | Concreating of Pole support (0.64CuM) | BI01010001010000000000000515BI0100001652 | 2518 | Nos |  |  |  | Excess(+) | 1 | Full Conversion | INR | [13 empty] | 0 | 0 | 0 | [24 empty] | 0 | 0 | #VALUE!
22.15 | Double Pole structure on 13M, STP, SP-72 for single ckt 33KV line.
22.16 | Supply & Erection of 13 Mtr ST Pole-SP-72 | BI01010001010000000000000515BI0100001654 | 776 | Nos |  |  |  | Excess(+) | 1 | Full Conversion | INR | [13 empty] | 0 | 0 | 0 | [24 empty] | 0 | 0 | #VALUE!
22.17 | Supply & Erection of MS Angle iron 65x65x6mm, 4300mm long bracing with clamps. | BI01010001010000000000000515BI0100001655 | 388 | Set |  |  |  | Excess(+) | 1 | Full Conversion | INR | [13 empty] | 0 | 0 | 0 | [24 empty] | 0 | 0 | #VALUE!
22.18 | Supply & Erection of Top channel 125x65x3200mm (10.70Kg/M) | BI01010001010000000000000515BI0100001656 | 388 | Nos |  |  |  | Excess(+) | 1 | Full Conversion | INR | [13 empty] | 0 | 0 | 0 | [24 empty] | 0 | 0 | #VALUE!
22.19 | Supply & Erection of 33KV Disc fitting B&S Dog/Racoon 70KN | BI01010001010000000000000515BI0100001657 | 2328 | Nos |  |  |  | Excess(+) | 1 | Full Conversion | INR | [13 empty] | 0 | 0 | 0 | [24 empty] | 0 | 0 | #VALUE!
22.2 | Supply & Erection of 33KV Polymer Disc insulator B&S 70KN | BI01010001010000000000000515BI0100001658 | 2328 | Nos |  |  |  | Excess(+) | 1 | Full Conversion | INR | [13 empty] | 0 | 0 | 0 | [24 empty] | 0 | 0 | #VALUE!
22.21 | Supply & Erection of 33 KV Polymer Pin Insulator with Nut & Bolt . | BI01010001010000000000000515BI0100001659 | 1163 | Nos |  |  |  | Excess(+) | 1 | Full Conversion | INR | [13 empty] | 0 | 0 | 0 | [24 empty] | 0 | 0 | #VALUE!
22.22 | Supply & Erection of PG clamp for dog to dog | BI01010001010000000000000515BI0100001660 | 4649 | Nos |  |  |  | Excess(+) | 1 | Full Conversion | INR | [13 empty] | 0 | 0 | 0 | [24 empty] | 0 | 0 | #VALUE!
22.23 | Supply & Erection of 33KV 'E' bracket | BI01010001010000000000000515BI0100001661 | 1164 | Nos |  |  |  | Excess(+) | 1 | Full Conversion | INR | [13 empty] | 0 | 0 | 0 | [24 empty] | 0 | 0 | #VALUE!
22.24 | Supply & Erection of No Plate with clamp & Nut Bolt. | BI01010001010000000000000515BI0100001662 | 776 | Nos |  |  |  | Excess(+) | 1 | Full Conversion | INR | [13 empty] | 0 | 0 | 0 | [24 empty] | 0 | 0 | #VALUE!
22.25 | Supply & Erection of Danger Board with clamp & Nut Bolt. | BI01010001010000000000000515BI0100001663 | 776 | Nos |  |  |  | Excess(+) | 1 | Full Conversion | INR | [13 empty] | 0 | 0 | 0 | [24 empty] | 0 | 0 | #VALUE!
22.26 | Supply & Erection of G.I. Barbed wire | BI01010001010000000000000515BI0100001664 | 1550 | KG |  |  |  | Excess(+) | 1 | Full Conversion | INR | [13 empty] | 0 | 0 | 0 | [24 empty] | 0 | 0 | #VALUE!
22.27 | Supply & Erection of Aluminium Binding wire 6 SWG | BI01010001010000000000000515BI0100001665 | 387 | KG |  |  |  | Excess(+) | 1 | Full Conversion | INR | [13 empty] | 0 | 0 | 0 | [24 empty] | 0 | 0 | #VALUE!
22.28 | Supply & Erection of Red oxide paint | BI01010001010000000000000515BI0100001666 | 775 | liter |  |  |  | Excess(+) | 1 | Full Conversion | INR | [13 empty] | 0 | 0 | 0 | [24 empty] | 0 | 0 | #VALUE!
22.29 | Supply & Erection of Al. Paint | BI01010001010000000000000515BI0100001667 | 775 | liter |  |  |  | Excess(+) | 1 | Full Conversion | INR | [13 empty] | 0 | 0 | 0 | [24 empty] | 0 | 0 | #VALUE!
22.3 | Supply & Erection of Bolts, Nuts & Washers | BI01010001010000000000000515BI0100001668 | 1162 | KG |  |  |  | Excess(+) | 1 | Full Conversion | INR | [13 empty] | 0 | 0 | 0 | [24 empty] | 0 | 0 | #VALUE!
22.31 | Supply & Erection of Stay Set (Galvanized) with 50x8 mm stay clamp, 1 no. guy insulator, anchor plate (200x200x6mm) , nut bolts, 1 no. turn-buckles, 1.8 m long 16 mm diameter solid GI stay rod & 7/3.15 mm dia GI stranded wire complete as per technical specification, approved drawings and scope of work. with grouting concerte 0.2 cmt, (concreting 1 part cement, 2 part sand, 4 part 40 mm size stone aggregate chips) (1:2:4) | BI01010001010000000000000515BI0100001669 | 3099 | Nos |  |  |  | Excess(+) | 1 | Full Conversion | INR | [13 empty] | 0 | 0 | 0 | [24 empty] | 0 | 0 | #VALUE!
22.32 | Concreating of pole support 0.44CuM | BI01010001010000000000000515BI0100001670 | 776 | Nos |  |  |  | Excess(+) | 1 | Full Conversion | INR | [13 empty] | 0 | 0 | 0 | [24 empty] | 0 | 0 | #VALUE!
22.33 | Supply & Erection of Earthing of Pole by M.S.Earthing Rod 2540x20mm & 6SWG G.I.Earthing wire (2.0Kg). | BI01010001010000000000000515BI0100001671 | 776 | Nos |  |  |  | Excess(+) | 1 | Full Conversion | INR | [13 empty] | 0 | 0 | 0 | [24 empty] | 0 | 0 | #VALUE!
22.34 | Supply & Erection of Insulated Dog conductor (AL-59 ACS) | BI01010001010000000000000515BI0100001672 | 299266.5 | Meter |  |  |  | Excess(+) | 1 | Full Conversion | INR | [13 empty] | 0 | 0 | 0 | [24 empty] | 0 | 0 | #VALUE!
22.35 | Supply & Erection of 33KV cable route marker | BI01010001010000000000000515BI0100001673 | 968 | Nos |  |  |  | Excess(+) | 1 | Full Conversion | INR | [13 empty] | 0 | 0 | 0 | [24 empty] | 0 | 0 | #VALUE!
22.36 | Sundries Items. | BI01010001010000000000000515BI0100001674 | 97 | LS |  |  |  | Excess(+) | 1 | Full Conversion | INR | [13 empty] | 0 | 0 | 0 | [24 empty] | 0 | 0 | #VALUE!
23 | Supply & Erection for New 11 KV Line by UG Cabling by open trench method (3x300 sq mm)as per the technical specifications, the scope of works, and approved drawings.
23.01 | Supply & Erection of 11 Mtr PCC Poles - (PCC Pole as per state practice) | BI01010001010000000000000515BI0100001676 | 686 | Nos |  |  |  | Excess(+) | 1 | Full Conversion | INR | [13 empty] | 0 | 0 | 0 | [24 empty] | 0 | 0 | #VALUE!
23.02 | Supply & Erection of M.S. channel 100x50mm 2.4Mtr. Long. | BI01010001010000000000000515BI0100001677 | 1715 | Nos |  |  |  | Excess(+) | 1 | Full Conversion | INR | [13 empty] | 0 | 0 | 0 | [24 empty] | 0 | 0 | #VALUE!
23.03 | Supply & Erection of Stone Pad 300x300x75 mm | BI01010001010000000000000515BI0100001678 | 686 | Nos |  |  |  | Excess(+) | 1 | Full Conversion | INR | [13 empty] | 0 | 0 | 0 | [24 empty] | 0 | 0 | #VALUE!
23.04 | Supply & Erection of 11 KV 5 KN Polymer Pin Insulators with Nut & Bolt. | BI01010001010000000000000515BI0100001679 | 1029 | Nos |  |  |  | Excess(+) | 1 | Full Conversion | INR | [13 empty] | 0 | 0 | 0 | [24 empty] | 0 | 0 | #VALUE!
23.05 | Supply & Erection of G.I. pipe 150mm with clamp and nut & bolts | BI01010001010000000000000515BI0100001680 | 2056 | Meter |  |  |  | Excess(+) | 1 | Full Conversion | INR | [13 empty] | 0 | 0 | 0 | [24 empty] | 0 | 0 | #VALUE!
23.06 | Supply & Erection of M.S.Holding clamp | BI01010001010000000000000515BI0100001681 | 6853 | Nos |  |  |  | Excess(+) | 1 | Full Conversion | INR | [13 empty] | 0 | 0 | 0 | [24 empty] | 0 | 0 | #VALUE!
23.07 | Supply & Erection of Bolts, Nuts & Washers | BI01010001010000000000000515BI0100001682 | 343 | KG |  |  |  | Excess(+) | 1 | Full Conversion | INR | [13 empty] | 0 | 0 | 0 | [24 empty] | 0 | 0 | #VALUE!
23.08 | Supply & Erection of Number Plate with clamp & Nut & Bolt. | BI01010001010000000000000515BI0100001683 | 686 | Nos |  |  |  | Excess(+) | 1 | Full Conversion | INR | [13 empty] | 0 | 0 | 0 | [24 empty] | 0 | 0 | #VALUE!
23.09 | Supply & Erection of Danger Board with clamp & Nut Bolt. | BI01010001010000000000000515BI0100001684 | 686 | Nos |  |  |  | Excess(+) | 1 | Full Conversion | INR | [13 empty] | 0 | 0 | 0 | [24 empty] | 0 | 0 | #VALUE!
23.1 | Supply & Erection of G.I. Barbed wire | BI01010001010000000000000515BI0100001685 | 1371 | KG |  |  |  | Excess(+) | 1 | Full Conversion | INR | [13 empty] | 0 | 0 | 0 | [24 empty] | 0 | 0 | #VALUE!
23.11 | Supply & Erection of Insulated Dog conductor (AL-59 ACS) | BI01010001010000000000000515BI0100001686 | 4112 | Meter |  |  |  | Excess(+) | 1 | Full Conversion | INR | [13 empty] | 0 | 0 | 0 | [24 empty] | 0 | 0 | #VALUE!
23.12 | Concreating of pole support 0.44CuM | BI01010001010000000000000515BI0100001687 | 686 | Nos |  |  |  | Excess(+) | 1 | Full Conversion | INR | [13 empty] | 0 | 0 | 0 | [24 empty] | 0 | 0 | #VALUE!
23.13 | Supply & Erection of Earthing of Pole by M.S.Earthing Rod 2540x20mm & 6SWG G.I.Earthing wire | BI01010001010000000000000515BI0100001688 | 686 | Nos |  |  |  | Excess(+) | 1 | Full Conversion | INR | [13 empty] | 0 | 0 | 0 | [24 empty] | 0 | 0 | #VALUE!
23.14 | Supply & Erection of Al.Binding wire | BI01010001010000000000000515BI0100001689 | 343 | KG |  |  |  | Excess(+) | 1 | Full Conversion | INR | [13 empty] | 0 | 0 | 0 | [24 empty] | 0 | 0 | #VALUE!
23.15 | Sundries Items. | BI01010001010000000000000515BI0100001690 | 171 | LS |  |  |  | Excess(+) | 1 | Full Conversion | INR | [13 empty] | 0 | 0 | 0 | [24 empty] | 0 | 0 | #VALUE!
23.16 | Supply & Laying of 11KV Cable
23.17 | Supply of 11KV XLPE cable 3x300 Sqmm | BI01010001010000000000000515BI0100001692 | 171330 | Meter |  |  |  | Excess(+) | 1 | Full Conversion | INR | [13 empty] | 0 | 0 | 0 | [24 empty] | 0 | 0 | #VALUE!
23.18 | Supply of Heat Shrinkable jointing kit for 11 kV 3x300 Sq. mm. XLPE outdoor | BI01010001010000000000000515BI0100001693 | 686 | Nos |  |  |  | Excess(+) | 1 | Full Conversion | INR | [13 empty] | 0 | 0 | 0 | [24 empty] | 0 | 0 | #VALUE!
23.19 | Layig of 11KV cable laying charges in Air for End Double Pole/ Riser Double Pole | BI01010001010000000000000515BI0100001694 | 17133 | Meter |  |  |  | Excess(+) | 1 | Full Conversion | INR | [13 empty] | 0 | 0 | 0 | [24 empty] | 0 | 0 | #VALUE!
23.2 | Digging of Trench of size (750x1050)mm | BI01010001010000000000000515BI0100001695 | 154197 | Meter |  |  |  | Excess(+) | 1 | Full Conversion | INR | [13 empty] | 0 | 0 | 0 | [24 empty] | 0 | 0 | #VALUE!
23.21 | 11KV Cable laying charges with sand & Brick in open cut method (Restoration charges will be paid on an actual basis) | BI01010001010000000000000515BI0100001696 | 154197 | Meter |  |  |  | Excess(+) | 1 | Full Conversion | INR | [13 empty] | 0 | 0 | 0 | [24 empty] | 0 | 0 | #VALUE!
23.22 | Making of 11KV cable Boxes 3x300 Sqmm O/D type | BI01010001010000000000000515BI0100001697 | 686 | Nos |  |  |  | Excess(+) | 1 | Full Conversion | INR | [13 empty] | 0 | 0 | 0 | [24 empty] | 0 | 0 | #VALUE!
23.23 | Supply & Erection of 11 KV Cable Route Marker | BI01010001010000000000000515BI0100001698 | 1541 | Nos |  |  |  | Excess(+) | 1 | Full Conversion | INR | [13 empty] | 0 | 0 | 0 | [24 empty] | 0 | 0 | #VALUE!
23.24 | Cartage of 11KV cable 3x300 Sqmm | BI01010001010000000000000515BI0100001699 | 171330 | Meter |  |  |  | Excess(+) | 1 | Full Conversion | INR | [13 empty] | 0 | 0 | 0 | [24 empty] | 0 | 0 | #VALUE!
23.25 | Supply & Erection of of Heat Shrinkable Jointing Straight Through Kit for 33 KV 3x300 sq. mm XLPE Cable | BI01010001010000000000000515BI0100001700 | 1 | Nos |  |  |  | Excess(+) | 1 | Full Conversion | INR | [13 empty] | 0 | 0 | 0 | [24 empty] | 0 | 0 | #VALUE!
24 | Supply & Erection for New 11 KV Line by UG Cabling by trenchless method (3x300 sq mm) as per technical specifications, the scope of works, and approved drawings
24.01 | Supply & Erection of 11 Mtr PCC Poles - (PCC Pole as per state practice) | BI01010001010000000000000515BI0100001701 | 38 | Nos |  |  |  | Excess(+) | 1 | Full Conversion | INR | [13 empty] | 0 | 0 | 0 | [24 empty] | 0 | 0 | #VALUE!
24.02 | Supply & Erection of M.S. channel 100x50mm 2.4Mtr. Long. | BI01010001010000000000000515BI0100001702 | 95 | Nos |  |  |  | Excess(+) | 1 | Full Conversion | INR | [13 empty] | 0 | 0 | 0 | [24 empty] | 0 | 0 | #VALUE!
24.03 | Supply & Erection of Stone Pad 300x300x75 mm | BI01010001010000000000000515BI0100001703 | 38 | Nos |  |  |  | Excess(+) | 1 | Full Conversion | INR | [13 empty] | 0 | 0 | 0 | [24 empty] | 0 | 0 | #VALUE!
24.04 | Supply & Erection of 11 KV 5 KN Polymer Pin Insulators with Nut & Bolt. | BI01010001010000000000000515BI0100001704 | 57 | Nos |  |  |  | Excess(+) | 1 | Full Conversion | INR | [13 empty] | 0 | 0 | 0 | [24 empty] | 0 | 0 | #VALUE!
24.05 | Supply & Erection of G.I.Pipe 150mm Dia | BI01010001010000000000000515BI0100001705 | 111 | Meter |  |  |  | Excess(+) | 1 | Full Conversion | INR | [13 empty] | 0 | 0 | 0 | [24 empty] | 0 | 0 | #VALUE!
24.06 | Supply & Erection of M.S.Holding clamp | BI01010001010000000000000515BI0100001706 | 370 | Nos |  |  |  | Excess(+) | 1 | Full Conversion | INR | [13 empty] | 0 | 0 | 0 | [24 empty] | 0 | 0 | #VALUE!
24.07 | Supply & Erection of Bolts, Nuts & Washers | BI01010001010000000000000515BI0100001707 | 19 | KG |  |  |  | Excess(+) | 1 | Full Conversion | INR | [13 empty] | 0 | 0 | 0 | [24 empty] | 0 | 0 | #VALUE!
24.08 | Supply & Erection of Number Plate with clamp & Nut & Bolt. | BI01010001010000000000000515BI0100001708 | 38 | Nos |  |  |  | Excess(+) | 1 | Full Conversion | INR | [13 empty] | 0 | 0 | 0 | [24 empty] | 0 | 0 | #VALUE!
24.09 | Supply & Erection of Danger Board with clamp & Nut Bolt. | BI01010001010000000000000515BI0100001709 | 38 | Nos |  |  |  | Excess(+) | 1 | Full Conversion | INR | [13 empty] | 0 | 0 | 0 | [24 empty] | 0 | 0 | #VALUE!
24.1 | Supply & Erection of G.I. Barbed wire | BI01010001010000000000000515BI0100001710 | 74 | KG |  |  |  | Excess(+) | 1 | Full Conversion | INR | [13 empty] | 0 | 0 | 0 | [24 empty] | 0 | 0 | #VALUE!
24.11 | Supply & Erection of Insulated Dog conductor (AL-59 ACS) | BI01010001010000000000000515BI0100001711 | 222 | Meter |  |  |  | Excess(+) | 1 | Full Conversion | INR | [13 empty] | 0 | 0 | 0 | [24 empty] | 0 | 0 | #VALUE!
24.12 | Concreating of pole support 0.44CuM | BI01010001010000000000000515BI0100001712 | 38 | Nos |  |  |  | Excess(+) | 1 | Full Conversion | INR | [13 empty] | 0 | 0 | 0 | [24 empty] | 0 | 0 | #VALUE!
24.13 | Supply & Erection of Earthing of Pole by M.S.Earthing Rod 2540x20mm & 6SWG G.I.Earthing wire (2.0Kg). | BI01010001010000000000000515BI0100001713 | 38 | Nos |  |  |  | Excess(+) | 1 | Full Conversion | INR | [13 empty] | 0 | 0 | 0 | [24 empty] | 0 | 0 | #VALUE!
24.14 | Supply & Erection of Al.Binding wire | BI01010001010000000000000515BI0100001714 | 19 | KG |  |  |  | Excess(+) | 1 | Full Conversion | INR | [13 empty] | 0 | 0 | 0 | [24 empty] | 0 | 0 | #VALUE!
24.15 | Sundries Items. | BI01010001010000000000000515BI0100001715 | 9 | LS |  |  |  | Excess(+) | 1 | Full Conversion | INR | [13 empty] | 0 | 0 | 0 | [24 empty] | 0 | 0 | #VALUE!
24.16 | Supply & Laying of 11KV Cable
24.17 | Supply of 11KV XLPE cable 3x300 Sqmm | BI01010001010000000000000515BI0100001717 | 9260 | Meter |  |  |  | Excess(+) | 1 | Full Conversion | INR | [13 empty] | 0 | 0 | 0 | [24 empty] | 0 | 0 | #VALUE!
24.18 | Supply of Heat Shrinkable jointing kit for 11 kV 3x300 Sq. mm. XLPE outdoor | BI01010001010000000000000515BI0100001718 | 38 | Nos |  |  |  | Excess(+) | 1 | Full Conversion | INR | [13 empty] | 0 | 0 | 0 | [24 empty] | 0 | 0 | #VALUE!
24.19 | 11KV cable laying charges in Air for End Double Pole/ Riser Double Pole | BI01010001010000000000000515BI0100001719 | 926 | Meter |  |  |  | Excess(+) | 1 | Full Conversion | INR | [13 empty] | 0 | 0 | 0 | [24 empty] | 0 | 0 | #VALUE!
24.2 | Supply & laying of HDPE Pipe PE-80, PN-6, DN-160mm dia Pipe for laying of 11KV, 3x300Sq.mm, XLPE Cable with HDD (trenchless) method (Restoration charges will be paid on an actual basis) | BI01010001010000000000000515BI0100001720 | 8334 | Meter |  |  |  | Excess(+) | 1 | Full Conversion | INR | [13 empty] | 0 | 0 | 0 | [24 empty] | 0 | 0 | #VALUE!
24.21 | Making of 11KV cable Boxes 3x300 Sqmm O/D type | BI01010001010000000000000515BI0100001721 | 38 | Nos |  |  |  | Excess(+) | 1 | Full Conversion | INR | [13 empty] | 0 | 0 | 0 | [24 empty] | 0 | 0 | #VALUE!
24.22 | Supply & Erection of 11 KV Cable Route Marker | BI01010001010000000000000515BI0100001722 | 84 | Nos |  |  |  | Excess(+) | 1 | Full Conversion | INR | [13 empty] | 0 | 0 | 0 | [24 empty] | 0 | 0 | #VALUE!
24.23 | Cartage of 11KV cable 3x300 Sqmm | BI01010001010000000000000515BI0100001723 | 9260 | Meter |  |  |  | Excess(+) | 1 | Full Conversion | INR | [13 empty] | 0 | 0 | 0 | [24 empty] | 0 | 0 | #VALUE!
25 | Supply & Erection for New 11 KV Line by overhead on 11 Mtr PCC Pole (Insulated ACSR Dog Conductor) as per the technical specifications, scope of works, and approved drawings
25.01 | Supply & Erection of 11 Mtr PCC Poles - (PCC Pole as per state practice) | BI01010001010000000000000515BI0100001725 | 2192 | Nos |  |  |  | Excess(+) | 1 | Full Conversion | INR | [13 empty] | 0 | 0 | 0 | [24 empty] | 0 | 0 | #VALUE!
25.02 | Supply & Erection of Stone Pad 300x300x75mm | BI01010001010000000000000515BI0100001726 | 2192 | Nos |  |  |  | Excess(+) | 1 | Full Conversion | INR | [13 empty] | 0 | 0 | 0 | [24 empty] | 0 | 0 | #VALUE!
25.03 | Supply & Erection of X-arm M.S.Angle 65x65x6mm V-type 11KV | BI01010001010000000000000515BI0100001727 | 2192 | Nos |  |  |  | Excess(+) | 1 | Full Conversion | INR | [13 empty] | 0 | 0 | 0 | [24 empty] | 0 | 0 | #VALUE!
25.04 | Supply & Erection of Earthing of Pole by M.S.Earthing Rod 20x2500mm and 6SWG earthing wire etc. | BI01010001010000000000000515BI0100001728 | 2192 | Nos |  |  |  | Excess(+) | 1 | Full Conversion | INR | [13 empty] | 0 | 0 | 0 | [24 empty] | 0 | 0 | #VALUE!
25.05 | Supply & Erection of 11 KV 5 KN Polymer Pin Insulators with Nut & Bolt. | BI01010001010000000000000515BI0100001729 | 6576 | Nos |  |  |  | Excess(+) | 1 | Full Conversion | INR | [13 empty] | 0 | 0 | 0 | [24 empty] | 0 | 0 | #VALUE!
25.06 | Supply & Erection of Number Plate with clamp & Nut & Bolt. | BI01010001010000000000000515BI0100001730 | 2192 | Nos |  |  |  | Excess(+) | 1 | Full Conversion | INR | [13 empty] | 0 | 0 | 0 | [24 empty] | 0 | 0 | #VALUE!
25.07 | Supply & Erection of Danger Board with clamp & Nut Bolt. | BI01010001010000000000000515BI0100001731 | 2192 | Nos |  |  |  | Excess(+) | 1 | Full Conversion | INR | [13 empty] | 0 | 0 | 0 | [24 empty] | 0 | 0 | #VALUE!
25.08 | Supply & Erection of G.I. Barbed Wire | BI01010001010000000000000515BI0100001732 | 4384 | KG |  |  |  | Excess(+) | 1 | Full Conversion | INR | [13 empty] | 0 | 0 | 0 | [24 empty] | 0 | 0 | #VALUE!
25.09 | Supply & Erection of Nut, Bolts & Washer O/S | BI01010001010000000000000515BI0100001733 | 2192 | KG |  |  |  | Excess(+) | 1 | Full Conversion | INR | [13 empty] | 0 | 0 | 0 | [24 empty] | 0 | 0 | #VALUE!
25.1 | Concreating of pole support 0.44CuM | BI01010001010000000000000515BI0100001734 | 2192 | Nos |  |  |  | Excess(+) | 1 | Full Conversion | INR | [13 empty] | 0 | 0 | 0 | [24 empty] | 0 | 0 | #VALUE!
25.11 | Supply & Erection of Holding Clamp with nut & Bolts. | BI01010001010000000000000515BI0100001735 | 2192 | Nos |  |  |  | Excess(+) | 1 | Full Conversion | INR | [13 empty] | 0 | 0 | 0 | [24 empty] | 0 | 0 | #VALUE!
25.12 | Supply & Erection of Al. Binding wire | BI01010001010000000000000515BI0100001736 | 2192 | KG |  |  |  | Excess(+) | 1 | Full Conversion | INR | [13 empty] | 0 | 0 | 0 | [24 empty] | 0 | 0 | #VALUE!
25.13 | Supply & Erection of F-Clamp with nut & Bolts. | BI01010001010000000000000515BI0100001737 | 2192 | Nos |  |  |  | Excess(+) | 1 | Full Conversion | INR | [13 empty] | 0 | 0 | 0 | [24 empty] | 0 | 0 | #VALUE!
25.14 | New Double Pole Structure on 11Mtr long PCC Pole for Single Ckt. 11KV Line
25.15 | Supply & Erection of 11 Mtr PCC Poles - (PCC Pole as per state practice) | BI01010001010000000000000515BI0100001739 | 674 | Nos |  |  |  | Excess(+) | 1 | Full Conversion | INR | [13 empty] | 0 | 0 | 0 | [24 empty] | 0 | 0 | #VALUE!
25.16 | Supply & Erection of Stone Pad 300x300x75mm | BI01010001010000000000000515BI0100001740 | 674 | Nos |  |  |  | Excess(+) | 1 | Full Conversion | INR | [13 empty] | 0 | 0 | 0 | [24 empty] | 0 | 0 | #VALUE!
25.17 | Supply & Erection of M.S. Channel Cross Arm 100x50x2240mm (Top Channel) | BI01010001010000000000000515BI0100001741 | 337 | Nos |  |  |  | Excess(+) | 1 | Full Conversion | INR | [13 empty] | 0 | 0 | 0 | [24 empty] | 0 | 0 | #VALUE!
25.18 | Supply & Erection of M.S. Channel Cross Arm 100x50x2028mm (Dropper Channel) | BI01010001010000000000000515BI0100001742 | 674 | Nos |  |  |  | Excess(+) | 1 | Full Conversion | INR | [13 empty] | 0 | 0 | 0 | [24 empty] | 0 | 0 | #VALUE!
25.19 | Supply & Erection of M.S.Angle Iron 65x65x6mm, 2700mm long bracing with 4Nos. Clamp with Nut & Bolt. | BI01010001010000000000000515BI0100001743 | 337 | Set |  |  |  | Excess(+) | 1 | Full Conversion | INR | [13 empty] | 0 | 0 | 0 | [24 empty] | 0 | 0 | #VALUE!
25.2 | Supply & Erection of Clamp with Nuts & Bolts for M.S channel | BI01010001010000000000000515BI0100001744 | 2023 | Nos |  |  |  | Excess(+) | 1 | Full Conversion | INR | [13 empty] | 0 | 0 | 0 | [24 empty] | 0 | 0 | #VALUE!
25.21 | Supply & Erection of G.I. Barbed Wire | BI01010001010000000000000515BI0100001745 | 1349 | KG |  |  |  | Excess(+) | 1 | Full Conversion | INR | [13 empty] | 0 | 0 | 0 | [24 empty] | 0 | 0 | #VALUE!
25.22 | Supply & Erection of Number Plate with clamp & Nut & Bolt. | BI01010001010000000000000515BI0100001746 | 337 | Nos |  |  |  | Excess(+) | 1 | Full Conversion | INR | [13 empty] | 0 | 0 | 0 | [24 empty] | 0 | 0 | #VALUE!
25.23 | Supply & Erection of Danger Board with clamp & Nut Bolt. | BI01010001010000000000000515BI0100001747 | 674 | Nos |  |  |  | Excess(+) | 1 | Full Conversion | INR | [13 empty] | 0 | 0 | 0 | [24 empty] | 0 | 0 | #VALUE!
25.24 | Concreating of pole support 0.44CuM | BI01010001010000000000000515BI0100001748 | 674 | Nos |  |  |  | Excess(+) | 1 | Full Conversion | INR | [13 empty] | 0 | 0 | 0 | [24 empty] | 0 | 0 | #VALUE!
25.25 | Supply & Erection of Earthing of Pole by M.S.Earthing Rod 20x2500mm and 6SWG earthing wire etc. | BI01010001010000000000000515BI0100001749 | 674 | Nos |  |  |  | Excess(+) | 1 | Full Conversion | INR | [13 empty] | 0 | 0 | 0 | [24 empty] | 0 | 0 | #VALUE!
25.26 | Supply & Erection of 'E' Bracket with Nut-Bolts | BI01010001010000000000000515BI0100001750 | 1012 | Nos |  |  |  | Excess(+) | 1 | Full Conversion | INR | [13 empty] | 0 | 0 | 0 | [24 empty] | 0 | 0 | #VALUE!
25.27 | Supply & Erection of 11KV Polymeric Disc insulator B&S type 70KN | BI01010001010000000000000515BI0100001751 | 2023 | Nos |  |  |  | Excess(+) | 1 | Full Conversion | INR | [13 empty] | 0 | 0 | 0 | [24 empty] | 0 | 0 | #VALUE!
25.28 | Supply & Erection of 11KV Disc fitting B&S Type 70KN | BI01010001010000000000000515BI0100001752 | 2023 | Nos |  |  |  | Excess(+) | 1 | Full Conversion | INR | [13 empty] | 0 | 0 | 0 | [24 empty] | 0 | 0 | #VALUE!
25.29 | Supply & Erection of 11 KV 5 KN Polymer Pin Insulators with Nut & Bolt. | BI01010001010000000000000515BI0100001753 | 1012 | Nos |  |  |  | Excess(+) | 1 | Full Conversion | INR | [13 empty] | 0 | 0 | 0 | [24 empty] | 0 | 0 | #VALUE!
25.3 | Supply & Erection of Nut & Bolt off size. | BI01010001010000000000000515BI0100001754 | 674 | KG |  |  |  | Excess(+) | 1 | Full Conversion | INR | [13 empty] | 0 | 0 | 0 | [24 empty] | 0 | 0 | #VALUE!
25.31 | Supply & Erection of PG Clamps | BI01010001010000000000000515BI0100001755 | 4047 | Nos |  |  |  | Excess(+) | 1 | Full Conversion | INR | [13 empty] | 0 | 0 | 0 | [24 empty] | 0 | 0 | #VALUE!
25.32 | Supply & Erection of Stay Set (Galvanized) with 50x8 mm stay clamp, 1 no. guy insulator, anchor plate (200x200x6mm) , nut bolts, 1 no. turn-buckles, 1.8 m long 16 mm diameter solid GI stay rod & 7/3.15 mm dia GI stranded wire complete as per technical specification, approved drawings and scope of work. with grouting concerte 0.2 cmt, (concreting 1 part cement, 2 part sand, 4 part 40 mm size stone aggregate chips) (1:2:4) | BI01010001010000000000000515BI0100001756 | 2023 | Nos |  |  |  | Excess(+) | 1 | Full Conversion | INR | [13 empty] | 0 | 0 | 0 | [24 empty] | 0 | 0 | #VALUE!
25.33 | Supply & Erection of Al. Binding wire | BI01010001010000000000000515BI0100001757 | 674 | KG |  |  |  | Excess(+) | 1 | Full Conversion | INR | [13 empty] | 0 | 0 | 0 | [24 empty] | 0 | 0 | #VALUE!
25.34 | Supply & Erection of Insulated ACSR Dog conductor (AL-59 ACS) | BI01010001010000000000000515BI0100001758 | 260518 | Meter |  |  |  | Excess(+) | 1 | Full Conversion | INR | [13 empty] | 0 | 0 | 0 | [24 empty] | 0 | 0 | #VALUE!
25.35 | Sundries Items. | BI01010001010000000000000515BI0100001759 | 84.31 | LS |  |  |  | Excess(+) | 1 | Full Conversion | INR | [13 empty] | 0 | 0 | 0 | [24 empty] | 0 | 0 | #VALUE!
26 | Supply, Installation, Testing, and Commissioning of a New Distribution Transformer (250 KVA), 11/433 KVA, as per the Technical Specification, Scope of Work, and approved drawings.
26.01 | Supply & Erection of 11 Mtr PCC Poles - (PCC Pole as per state practice) | BI01010001010000000000000515BI0100001761 | 1112 | Nos |  |  |  | Excess(+) | 1 | Full Conversion | INR | [13 empty] | 0 | 0 | 0 | [24 empty] | 0 | 0 | #VALUE!
26.02 | Supply & Erection of MS Channel (Dropper) 100x50x2028 mm | BI01010001010000000000000515BI0100001762 | 1112 | Nos |  |  |  | Excess(+) | 1 | Full Conversion | INR | [13 empty] | 0 | 0 | 0 | [24 empty] | 0 | 0 | #VALUE!
26.03 | Supply & Erection of Stone pad 300x300x75mm | BI01010001010000000000000515BI0100001763 | 1112 | Nos |  |  |  | Excess(+) | 1 | Full Conversion | INR | [13 empty] | 0 | 0 | 0 | [24 empty] | 0 | 0 | #VALUE!
26.04 | Supply & Erection of Clamps for LT (T- off) with bolts & nuts | BI01010001010000000000000515BI0100001764 | 556 | Nos |  |  |  | Excess(+) | 1 | Full Conversion | INR | [13 empty] | 0 | 0 | 0 | [24 empty] | 0 | 0 | #VALUE!
26.05 | Supply & Erection of Holding clamps for top channel TPMO & fuse set etc. with bolts & nuts | BI01010001010000000000000515BI0100001765 | 6672 | Nos |  |  |  | Excess(+) | 1 | Full Conversion | INR | [13 empty] | 0 | 0 | 0 | [24 empty] | 0 | 0 | #VALUE!
26.06 | Supply & Erection of MS Top channel (125x65x2240 mm) | BI01010001010000000000000515BI0100001766 | 556 | Nos |  |  |  | Excess(+) | 1 | Full Conversion | INR | [13 empty] | 0 | 0 | 0 | [24 empty] | 0 | 0 | #VALUE!
26.07 | Supply & Erection of 11 KV Disc Insulator T&C type 4500 Kg. | BI01010001010000000000000515BI0100001767 | 1668 | Nos |  |  |  | Excess(+) | 1 | Full Conversion | INR | [13 empty] | 0 | 0 | 0 | [24 empty] | 0 | 0 | #VALUE!
26.08 | Supply & Erection of 11 KV Disc fitting | BI01010001010000000000000515BI0100001768 | 1668 | Nos |  |  |  | Excess(+) | 1 | Full Conversion | INR | [13 empty] | 0 | 0 | 0 | [24 empty] | 0 | 0 | #VALUE!
26.09 | Supply & Erection of MS Channel 125x65x1300mm(T- off) | BI01010001010000000000000515BI0100001769 | 556 | Nos |  |  |  | Excess(+) | 1 | Full Conversion | INR | [13 empty] | 0 | 0 | 0 | [24 empty] | 0 | 0 | #VALUE!
26.1 | Supply & Erection of 11 KV 5 KN Polymer Pin Insulators with Nut & Bolt. | BI01010001010000000000000515BI0100001770 | 1668 | Nos |  |  |  | Excess(+) | 1 | Full Conversion | INR | [13 empty] | 0 | 0 | 0 | [24 empty] | 0 | 0 | #VALUE!
26.11 | Supply & Erection of 3-phase ,11/0.4 KV T/F 250 KVA, self protected,(copper winding ) & CRGO core distribution transformer as per TS Energy efficiency (Level-I) | BI01010001010000000000000515BI0100001771 | 556 | Nos |  |  |  | Excess(+) | 1 | Full Conversion | INR | [13 empty] | 0 | 0 | 0 | [24 empty] | 0 | 0 | #VALUE!
26.12 | Supply & Erection of 11 KV TPMO | BI01010001010000000000000515BI0100001772 | 556 | Nos |  |  |  | Excess(+) | 1 | Full Conversion | INR | [13 empty] | 0 | 0 | 0 | [24 empty] | 0 | 0 | #VALUE!
26.13 | Supply & Erection of 11 KV Fuse Set | BI01010001010000000000000515BI0100001773 | 556 | Nos |  |  |  | Excess(+) | 1 | Full Conversion | INR | [13 empty] | 0 | 0 | 0 | [24 empty] | 0 | 0 | #VALUE!
26.14 | Supply & Erection of LT incoming Panel with metering equipment & fixing arrangement (LS) | BI01010001010000000000000515BI0100001774 | 556 | Nos |  |  |  | Excess(+) | 1 | Full Conversion | INR | [13 empty] | 0 | 0 | 0 | [24 empty] | 0 | 0 | #VALUE!
26.15 | Supply & Erection of Copper L-Piece 50x225x10mm (LS) | BI01010001010000000000000515BI0100001775 | 2224 | Nos |  |  |  | Excess(+) | 1 | Full Conversion | INR | [13 empty] | 0 | 0 | 0 | [24 empty] | 0 | 0 | #VALUE!
26.16 | Supply & Erection of Copper L-Piece 62x225x12mm (LS) | BI01010001010000000000000515BI0100001776 | 2224 | Nos |  |  |  | Excess(+) | 1 | Full Conversion | INR | [13 empty] | 0 | 0 | 0 | [24 empty] | 0 | 0 | #VALUE!
26.17 | Supply & Erection of LT PVC cable AI 3.5x400 sq mm | BI01010001010000000000000515BI0100001777 | 8340 | Meter |  |  |  | Excess(+) | 1 | Full Conversion | INR | [13 empty] | 0 | 0 | 0 | [24 empty] | 0 | 0 | #VALUE!
26.18 | Supply & Erection of LT PVC cable AI 1x400 sq mm | BI01010001010000000000000515BI0100001778 | 16680 | Meter |  |  |  | Excess(+) | 1 | Full Conversion | INR | [13 empty] | 0 | 0 | 0 | [24 empty] | 0 | 0 | #VALUE!
26.19 | Supply & Erection of Al Leg long barrel, off size (LS) | BI01010001010000000000000515BI0100001779 | 13344 | Nos |  |  |  | Excess(+) | 1 | Full Conversion | INR | [13 empty] | 0 | 0 | 0 | [24 empty] | 0 | 0 | #VALUE!
26.2 | Supply & Erection of LT Protection ACB Panel 630 Amp with LT MCB & fixing All arrangement (L/S) Including All Errection , Installation (with GST) | BI01010001010000000000000515BI0100001780 | 556 | Nos |  |  |  | Excess(+) | 1 | Full Conversion | INR | [13 empty] | 0 | 0 | 0 | [24 empty] | 0 | 0 | #VALUE!
26.21 | Supply & Erection of Danger board | BI01010001010000000000000515BI0100001781 | 556 | Nos |  |  |  | Excess(+) | 1 | Full Conversion | INR | [13 empty] | 0 | 0 | 0 | [24 empty] | 0 | 0 | #VALUE!
26.22 | Supply & Erection of barbed wire | BI01010001010000000000000515BI0100001782 | 1112 | KG |  |  |  | Excess(+) | 1 | Full Conversion | INR | [13 empty] | 0 | 0 | 0 | [24 empty] | 0 | 0 | #VALUE!
26.23 | Supply & Erection of Stay Set (Galvanized) with 50x8 mm stay clamp, 1 no. guy insulator, anchor plate (200x200x6mm) , nut bolts, 1 no. turn-buckles, 1.8 m long 16 mm diameter solid GI stay rod & 7/3.15 mm dia GI stranded wire complete as per technical specification, approved drawings and scope of work. with grouting concerte 0.2 cmt, (concreting 1 part cement, 2 part sand, 4 part 40 mm size stone aggregate chips) (1:2:4) | BI01010001010000000000000515BI0100001783 | 1112 | Nos |  |  |  | Excess(+) | 1 | Full Conversion | INR | [13 empty] | 0 | 0 | 0 | [24 empty] | 0 | 0 | #VALUE!
26.24 | Concreting of poles (0.44 Cu.m. each) | BI01010001010000000000000515BI0100001784 | 1112 | Nos |  |  |  | Excess(+) | 1 | Full Conversion | INR | [13 empty] | 0 | 0 | 0 | [24 empty] | 0 | 0 | #VALUE!
26.25 | Supply & Erection of Earthing of pole by MS earthing rod of 20x2500mm & 6SWG earthing wire etc. | BI01010001010000000000000515BI0100001785 | 1112 | Nos |  |  |  | Excess(+) | 1 | Full Conversion | INR | [13 empty] | 0 | 0 | 0 | [24 empty] | 0 | 0 | #VALUE!
26.26 | Supply & Erection of Earthing Arrangement of chemical pipe size of 40x3000 mm. and 6 SWG earthing wire etc. | BI01010001010000000000000515BI0100001786 | 1668 | Nos |  |  |  | Excess(+) | 1 | Full Conversion | INR | [13 empty] | 0 | 0 | 0 | [24 empty] | 0 | 0 | #VALUE!
26.27 | Plinth for size 2x2x1.5M as per the scope and approved drawing | BI01010001010000000000000515BI0100001787 | 556 | Nos |  |  |  | Excess(+) | 1 | Full Conversion | INR | [13 empty] | 0 | 0 | 0 | [24 empty] | 0 | 0 | #VALUE!
26.28 | Fencing for complete Transformer & Plinth | BI01010001010000000000000515BI0100001788 | 556 | Nos |  |  |  | Excess(+) | 1 | Full Conversion | INR | [13 empty] | 0 | 0 | 0 | [24 empty] | 0 | 0 | #VALUE!
27 | Supply, Installation, Testing & Commissioning of Augmentation of Existing Distribution Transformer - 63 KVA TO 100 KVA as per the Technical Specification, Scope of Work, and approved drawings.
27.01 | Supply & Erection of 3-Phase, 11/0.4 kV, 100 KVA, Self Protected, Aluminium winding & CRGO core Distribution Transformer as per TS BIS Energy Efficiency Level - 1 | BI01010001010000000000000515BI0100001790 | 11 | Nos |  |  |  | Excess(+) | 1 | Full Conversion | INR | [13 empty] | 0 | 0 | 0 | [24 empty] | 0 | 0 | #VALUE!
27.02 | Supply & Erection of LT PVC Cable 3.5x150Sq.mm | BI01010001010000000000000515BI0100001791 | 220 | Meter |  |  |  | Excess(+) | 1 | Full Conversion | INR | [13 empty] | 0 | 0 | 0 | [24 empty] | 0 | 0 | #VALUE!
27.03 | Supply & Erection of Earthing Arrangement of chemical pipe size of 40x3000 mm. and 6 SWG earthing wire etc. | BI01010001010000000000000515BI0100001792 | 11 | Nos |  |  |  | Excess(+) | 1 | Full Conversion | INR | [13 empty] | 0 | 0 | 0 | [24 empty] | 0 | 0 | #VALUE!
27.04 | Replacment & Transportation Charges of Existing Distribution Transformer to PVVNL store | BI01010001010000000000000515BI0100001793 | 11 | Nos |  |  |  | Excess(+) | 1 | Full Conversion | INR | [13 empty] | 0 | 0 | 0 | [24 empty] | 0 | 0 | #VALUE!
28 | Supply, Installation, Testing & Commissioning of Augmentation of Existing Distribution Transformer Augmentation of Existing Distribution Transformer - 100 KVA to 250 KVA as per the Technical Specification, Scope of Work, and approved drawings
28.01 | Supply & Erection of 3-phase ,11/0.4 KV T/F 250 KVA, self protected,(copper winding ) & CRGO core distribution transformer as per TS Energy efficiency (Level-I) | BI01010001010000000000000515BI0100001795 | 3 | Nos |  |  |  | Excess(+) | 1 | Full Conversion | INR | [13 empty] | 0 | 0 | 0 | [24 empty] | 0 | 0 | #VALUE!
28.02 | Supply & Erection of LT Protection ACB Panel 630 Amp with LT MCB including fixing All arrangements | BI01010001010000000000000515BI0100001796 | 3 | Nos |  |  |  | Excess(+) | 1 | Full Conversion | INR | [13 empty] | 0 | 0 | 0 | [24 empty] | 0 | 0 | #VALUE!
28.03 | Supply & Erection of Copper L-Piece 50x225x10mm | BI01010001010000000000000515BI0100001797 | 12 | Nos |  |  |  | Excess(+) | 1 | Full Conversion | INR | [13 empty] | 0 | 0 | 0 | [24 empty] | 0 | 0 | #VALUE!
28.04 | Supply & Erection of Copper L-Piece 62x225x12mm | BI01010001010000000000000515BI0100001798 | 12 | Nos |  |  |  | Excess(+) | 1 | Full Conversion | INR | [13 empty] | 0 | 0 | 0 | [24 empty] | 0 | 0 | #VALUE!
28.05 | Supply & Erection of LT PVC cable AI 3.5x400 sq mm | BI01010001010000000000000515BI0100001799 | 45 | Meter |  |  |  | Excess(+) | 1 | Full Conversion | INR | [13 empty] | 0 | 0 | 0 | [24 empty] | 0 | 0 | #VALUE!
28.06 | Supply & Erection of LT PVC cable AI 1x400 sq mm | BI01010001010000000000000515BI0100001800 | 90 | Meter |  |  |  | Excess(+) | 1 | Full Conversion | INR | [13 empty] | 0 | 0 | 0 | [24 empty] | 0 | 0 | #VALUE!
28.07 | Supply & Erection of Al Leg long barrel, off size | BI01010001010000000000000515BI0100001801 | 72 | Nos |  |  |  | Excess(+) | 1 | Full Conversion | INR | [13 empty] | 0 | 0 | 0 | [24 empty] | 0 | 0 | #VALUE!
28.08 | Plinth for size 2x2x1.5M as per the scope and approved drawing | BI01010001010000000000000515BI0100001802 | 3 | Nos |  |  |  | Excess(+) | 1 | Full Conversion | INR | [13 empty] | 0 | 0 | 0 | [24 empty] | 0 | 0 | #VALUE!
28.09 | Fencing for complete Transformer & Plinth as per the scope and approved drawing | BI01010001010000000000000515BI0100001803 | 3 | Nos |  |  |  | Excess(+) | 1 | Full Conversion | INR | [13 empty] | 0 | 0 | 0 | [24 empty] | 0 | 0 | #VALUE!
28.1 | Supply & Erection of Earthing Arrangement of chemical pipe size of 40x3000 mm. and 6 SWG earthing wire etc. | BI01010001010000000000000515BI0100001804 | 6 | Nos |  |  |  | Excess(+) | 1 | Full Conversion | INR | [13 empty] | 0 | 0 | 0 | [24 empty] | 0 | 0 | #VALUE!
28.11 | Replacment & Transportation Charges of Existing Distribution Transformer to PVVNL store | BI01010001010000000000000515BI0100001805 | 3 | Nos |  |  |  | Excess(+) | 1 | Full Conversion | INR | [13 empty] | 0 | 0 | 0 | [24 empty] | 0 | 0 | #VALUE!
29 | Supply, Installation, Testing & Commissioning of Augmentation of Existing Distribution Transformer Augmentation of Existing Distribution Transformer - 250 KVA to 400 KVA as per the Technical Specification, Scope of Work, and approved drawing
29.01 | Supply & Erection of 3-phase ,11/0.4 KV T/F 400 KVA, self protected,(copper winding ) & CRGO core distribution transformer as per TS Energy efficiency (Level-I) | BI01010001010000000000000515BI0100001807 | 98 | Nos |  |  |  | Excess(+) | 1 | Full Conversion | INR | [13 empty] | 0 | 0 | 0 | [24 empty] | 0 | 0 | #VALUE!
29.02 | Supply & Erection of LT Protection ACB Panel 630 Amp with LT MCB & fixing All arrangement (L/S) Including All Errection , Installation | BI01010001010000000000000515BI0100001808 | 98 | Nos |  |  |  | Excess(+) | 1 | Full Conversion | INR | [13 empty] | 0 | 0 | 0 | [24 empty] | 0 | 0 | #VALUE!
29.03 | Supply & Erection of Copper L-Piece 62x225x12mm (LS) | BI01010001010000000000000515BI0100001809 | 392 | Nos |  |  |  | Excess(+) | 1 | Full Conversion | INR | [13 empty] | 0 | 0 | 0 | [24 empty] | 0 | 0 | #VALUE!
29.04 | Supply & Erection of LT PVC cable AI 3.5x400 sq mm | BI01010001010000000000000515BI0100001810 | 2940 | Meter |  |  |  | Excess(+) | 1 | Full Conversion | INR | [13 empty] | 0 | 0 | 0 | [24 empty] | 0 | 0 | #VALUE!
29.05 | Supply & Erection of LT PVC cable AI 1x630 sq mm | BI01010001010000000000000515BI0100001811 | 2940 | Meter |  |  |  | Excess(+) | 1 | Full Conversion | INR | [13 empty] | 0 | 0 | 0 | [24 empty] | 0 | 0 | #VALUE!
29.06 | Supply & Erection of Al Lug long barrel, off size (LS) | BI01010001010000000000000515BI0100001812 | 2352 | Nos |  |  |  | Excess(+) | 1 | Full Conversion | INR | [13 empty] | 0 | 0 | 0 | [24 empty] | 0 | 0 | #VALUE!
29.07 | Supply & Erection of Earthing Arrangement of chemical pipe size of 40x3000 mm. and 6 SWG earthing wire etc. | BI01010001010000000000000515BI0100001813 | 196 | Nos |  |  |  | Excess(+) | 1 | Full Conversion | INR | [13 empty] | 0 | 0 | 0 | [24 empty] | 0 | 0 | #VALUE!
29.08 | Replacment & Transpotation Charges of Existing Distribution Transformer & Received back Materials Return to the PVVNL Store | BI01010001010000000000000515BI0100001814 | 98 | Nos |  |  |  | Excess(+) | 1 | Full Conversion | INR | [13 empty] | 0 | 0 | 0 | [24 empty] | 0 | 0 | #VALUE!
30 | Supply, Installation, Testing & Commissioning of Augmentation of Existing Distribution Transformer Augmentation of Existing Distribution Transformer - 400 KVA to 990 KVA CSS as per the Technical Specification, Scope of Work and approved drawing
30.01 | Supply & Erection of Outdoor type 11 KV SF6 type extensible and motorized 3-way smart Ring Main Unit (RMU) complete with One VCB and two LBS, FPI along with FRTUwith supply through 1 kVA auxiliary power transformer 11/0.230 KV as per Discom Specs along with other allied material like cable, termination kits etc. to connect the same with system Rod Type Earthing complete with GI strip ( 2 nos) & foundation work As per TS ( RMU & LV PART should be the same make.) | BI01010001010000000000000515BI0100001816 | 2 | Nos |  |  |  | Excess(+) | 1 | Full Conversion | INR | [13 empty] | 0 | 0 | 0 | [24 empty] | 0 | 0 | #VALUE! | 1.02 | Construction of chamber for 100mm sluice plates | item2 | 213 | Nos
30.02 | Supply & Erection of 11 kv/415V,990 KVA oil cooled Transformer with off load tap changer | BI01010001010000000000000515BI0100001817 | 2 | Nos |  |  |  | Excess(+) | 1 | Full Conversion | INR | [13 empty] | 0 | 0 | 0 | [24 empty] | 0 | 0 | #VALUE!
30.03 | Supply & Erection LV SB 413, 3P,1600 A Air Circuit Breaker as Incomer and 5 nos 3P.400A,MCCB As outgoing Feeder having separate DT Meter compartment | BI01010001010000000000000515BI0100001818 | 2 | Nos |  |  |  | Excess(+) | 1 | Full Conversion | INR | [13 empty] | 0 | 0 | 0 | [24 empty] | 0 | 0 | #VALUE!
30.04 | Supply & Erection Automatic Power Factor coorection panel of 300 KAVR capacitor bank ,contractors and intellegent power factor correction Relay | BI01010001010000000000000515BI0100001819 | 2 | Nos |  |  |  | Excess(+) | 1 | Full Conversion | INR | [13 empty] | 0 | 0 | 0 | [24 empty] | 0 | 0 | #VALUE!
30.05 | Supply & Erection of DTHM software platform fee for 12 months | BI01010001010000000000000515BI0100001820 | 2 | Nos |  |  |  | Excess(+) | 1 | Full Conversion | INR | [13 empty] | 0 | 0 | 0 | [24 empty] | 0 | 0 | #VALUE!
30.06 | Construction of plinth & Trench For CSS as per approved drawing | BI01010001010000000000000515BI0100001821 | 2 | Nos |  |  |  | Excess(+) | 1 | Full Conversion | INR | [13 empty] | 0 | 0 | 0 | [24 empty] | 0 | 0 | #VALUE! | 2 | Construction of chamber for 100mm sluices valve | item3 | 10 | Nos
30.07 | Supply & Erection of LT PVC cable AI 3.5x400 sq mm | BI01010001010000000000000515BI0100001822 | 400 | Meter |  |  |  | Excess(+) | 1 | Full Conversion | INR | [13 empty] | 0 | 0 | 0 | [24 empty] | 0 | 0 | #VALUE!
30.08 | Supply & Erection of 11KV 3x120sqmm XLPE Cable | BI01010001010000000000000515BI0100001823 | 100 | Meter |  |  |  | Excess(+) | 1 | Full Conversion | INR | [13 empty] | 0 | 0 | 0 | [24 empty] | 0 | 0 | #VALUE!
30.09 | Supply & Erection of Heat Shrinkable jointing kit for 11 kV 3x120 Sq. mm. XLPE outdoor | BI01010001010000000000000515BI0100001824 | 4 | Nos |  |  |  | Excess(+) | 1 | Full Conversion | INR | [13 empty] | 0 | 0 | 0 | [24 empty] | 0 | 0 | #VALUE!
30.1 | Supply & Erection of Al Lug long barrel, off size (LS) | BI01010001010000000000000515BI0100001825 | 32 | Nos |  |  |  | Excess(+) | 1 | Full Conversion | INR | [13 empty] | 0 | 0 | 0 | [24 empty] | 0 | 0 | #VALUE!
30.11 | water level earthing | BI01010001010000000000000515BI0100001826 | 8 | Nos |  |  |  | Excess(+) | 1 | Full Conversion | INR | [13 empty] | 0 | 0 | 0 | [24 empty] | 0 | 0 | #VALUE!
30.12 | Supply & Erection of Heat Shrinkable Jointing Kit Straight through for 11 KV 3x120 sq. mm XLPE Cable | BI01010001010000000000000515BI0100001827 | 1 | Nos |  |  |  | Excess(+) | 1 | Full Conversion | INR | [13 empty] | 0 | 0 | 0 | [24 empty] | 0 | 0 | #VALUE!
31 | Supply, Installation, Testing & Commissioning of Trolly Mounted Distribution Transformer 11/0.4 KV , 400 KVA as per the Technical Specification, Scope of Work, and approved drawing
31.01 | Supply & Erection of 400 kVA Mobile Transformer Trolley with 4 wheels providing and fixing of all necessary arrangements (HT, LT cables, Fuse set, 630 amp ACB) | BI01010001010000000000000515BI0100001829 | 11 | Nos |  |  |  | Excess(+) | 1 | Full Conversion | INR | [13 empty] | 0 | 0 | 0 | [24 empty] | 0 | 0 | #VALUE!
31.02 | Supply & Erection of 11/0.4 KV Distribution Transformer 400 KVA 3 phase DTR(Copper Winding) | BI01010001010000000000000515BI0100001830 | 11 | Nos |  |  |  | Excess(+) | 1 | Full Conversion | INR | [13 empty] | 0 | 0 | 0 | [24 empty] | 0 | 0 | #VALUE!
32 | Supply, Installation, Testing & Commissioning of Trolly Mounted Distribution Transformer 11/0.4 KV , 630 KVA as per the Technical Specification, Scope of Work, and approved drawing
32.01 | Supply & Erection of 630 kVA Mobile Transformer Trolley with 4 wheels providing and fixing of all necessary arrangements (HT, LT cables, Fuse set, 800 amp ACB) | BI01010001010000000000000515BI0100001832 | 2 | Nos |  |  |  | Excess(+) | 1 | Full Conversion | INR | [13 empty] | 0 | 0 | 0 | [24 empty] | 0 | 0 | #VALUE!
32.02 | Supply & Erection of 11/0.4 KV Distribution Transformer 630 KVA 3 phase DTR(Copper Winding) | BI01010001010000000000000515BI0100001833 | 2 | Nos |  |  |  | Excess(+) | 1 | Full Conversion | INR | [13 empty] | 0 | 0 | 0 | [24 empty] | 0 | 0 | #VALUE!
33 | Supply, Installation, Testing & Commissioning of LT ACB Panel 630 Amp with all arrangements for DT PROTECTION as per the Technical Specification, Scope of Work, and approved drawing.
33.01 | Supply, installation, testing & Commissioning of LT Protection ACB Panel 630 Amp with LT MCB fixing of All arrangements (L/S) Including All Errection, Installation | BI01010001010000000000000515BI0100001835 | 1166 | Nos |  |  |  | Excess(+) | 1 | Full Conversion | INR | [13 empty] | 0 | 0 | 0 | [24 empty] | 0 | 0 | #VALUE!
33.02 | Supply & Erection of Al Leg long barrel, off size (LS) | BI01010001010000000000000515BI0100001836 | 9328 | Nos |  |  |  | Excess(+) | 1 | Full Conversion | INR | [13 empty] | 0 | 0 | 0 | [24 empty] | 0 | 0 | #VALUE!
33.03 | Supply & Erection of Earthing Arrangement of chemical pipe size of 40x3000 mm. and 6 SWG earthing wire etc. | BI01010001010000000000000515BI0100001837 | 1166 | Nos |  |  |  | Excess(+) | 1 | Full Conversion | INR | [13 empty] | 0 | 0 | 0 | [24 empty] | 0 | 0 | #VALUE!
34 | Supply, Installation, Testing & Commissioning of DT Cable - 1x400 sq mm (LT Cable for DTs) as per the Technical Specification, Scope of Work, and approved drawing.
34.01 | Supply & Erection of LT Cable of DT 1Cx400 Sqmm | BI01010001010000000000000515BI0100001839 | 29180 | Meter |  |  |  | Excess(+) | 1 | Full Conversion | INR | [13 empty] | 0 | 0 | 0 | [24 empty] | 0 | 0 | #VALUE!
34.02 | Supply & Erection of Al Leg long barrel, off size (LS) | BI01010001010000000000000515BI0100001840 | 7762 | Nos |  |  |  | Excess(+) | 1 | Full Conversion | INR | [13 empty] | 0 | 0 | 0 | [24 empty] | 0 | 0 | #VALUE!
35 | Supply, Installation, Testing & Commissioning of DT Cable - 1x630 sq mm (LT Cable for DTs) as per the Technical Specification, Scope of Work, and approved drawing.
35.01 | Supply & Erection of LT Cable of DT 1Cx630 Sqmm | BI01010001010000000000000515BI0100001842 | 18380 | Meter |  |  |  | Excess(+) | 1 | Full Conversion | INR | [13 empty] | 0 | 0 | 0 | [24 empty] | 0 | 0 | #VALUE!
35.02 | Supply & Erection of Al Leg long barrel, off size (LS) | BI01010001010000000000000515BI0100001843 | 4889 | Nos |  |  |  | Excess(+) | 1 | Full Conversion | INR | [13 empty] | 0 | 0 | 0 | [24 empty] | 0 | 0 | #VALUE!
36 | Supply, Installation, Testing & Commissioning of Construction of new LT line for DT's Augmented DT's 3 ph (3x120 +1x95+1x70) sq mm as per the Technical Specification, Scope of Work, and approved drawing.
36.01 | Supply & Erection of 11 Mtr PCC Poles - (PCC Pole as per state practice) | BI01010001010000000000000515BI0100001845 | 11486 | Nos |  |  |  | Excess(+) | 1 | Full Conversion | INR | [13 empty] | 0 | 0 | 0 | [24 empty] | 0 | 0 | #VALUE!
36.02 | Supply & Erection of Stone Pad 300x300x75 mm | BI01010001010000000000000515BI0100001846 | 11486 | Nos |  |  |  | Excess(+) | 1 | Full Conversion | INR | [13 empty] | 0 | 0 | 0 | [24 empty] | 0 | 0 | #VALUE!
36.03 | Supply & Erection of Three Phase LT AB Cable (3x120+1x95+1x16) | BI01010001010000000000000515BI0100001847 | 382880 | Meter |  |  |  | Excess(+) | 1 | Full Conversion | INR | [13 empty] | 0 | 0 | 0 | [24 empty] | 0 | 0 | #VALUE!
36.04 | Supply & Erection of Pole Clamps with nut & bolts for Laying ABC | BI01010001010000000000000515BI0100001848 | 11486 | Nos |  |  |  | Excess(+) | 1 | Full Conversion | INR | [13 empty] | 0 | 0 | 0 | [24 empty] | 0 | 0 | #VALUE!
36.05 | Supply & Erection of Dead end clamp insulated with I hook | BI01010001010000000000000515BI0100001849 | 1914 | Nos |  |  |  | Excess(+) | 1 | Full Conversion | INR | [13 empty] | 0 | 0 | 0 | [24 empty] | 0 | 0 | #VALUE!
36.06 | Supply & Erection of Suspension clamp with eye hook | BI01010001010000000000000515BI0100001850 | 9189 | Nos |  |  |  | Excess(+) | 1 | Full Conversion | INR | [13 empty] | 0 | 0 | 0 | [24 empty] | 0 | 0 | #VALUE!
36.07 | Supply & Erection of Three phase LT SMC Box with clamp | BI01010001010000000000000515BI0100001851 | 11486 | Nos |  |  |  | Excess(+) | 1 | Full Conversion | INR | [13 empty] | 0 | 0 | 0 | [24 empty] | 0 | 0 | #VALUE!
36.08 | Supply & Erection of Earthing complete with M.S. Earthing Rod 20x2500 mm. & GI wire 6SWG | BI01010001010000000000000515BI0100001852 | 11486 | Nos |  |  |  | Excess(+) | 1 | Full Conversion | INR | [13 empty] | 0 | 0 | 0 | [24 empty] | 0 | 0 | #VALUE!
36.09 | Supply & Erection of Stay Set (Galvanized) with 50x8 mm stay clamp, 1 no. guy insulator, anchor plate (200x200x6mm) , nut bolts, 1 no. turn-buckles, 1.8 m long 16 mm diameter solid GI stay rod & 7/3.15 mm dia GI stranded wire complete as per technical specification, approved drawings and scope of work. with grouting concerte 0.2 cmt, (concreting 1 part cement, 2 part sand, 4 part 40 mm size stone aggregate chips) (1:2:4) | BI01010001010000000000000515BI0100001853 | 2297 | Nos |  |  |  | Excess(+) | 1 | Full Conversion | INR | [13 empty] | 0 | 0 | 0 | [24 empty] | 0 | 0 | #VALUE!
36.1 | Concreting of poles (0.44 Cu.m. each) | BI01010001010000000000000515BI0100001854 | 11486 | Nos |  |  |  | Excess(+) | 1 | Full Conversion | INR | [13 empty] | 0 | 0 | 0 | [24 empty] | 0 | 0 | #VALUE!
36.11 | Supply & Erection of PG Clamps 120 Sq mm .- 95 sq mm (For line to line jumpering of massenger wire & energizing DB Neutral) | BI01010001010000000000000515BI0100001855 | 7658 | Nos |  |  |  | Excess(+) | 1 | Full Conversion | INR | [13 empty] | 0 | 0 | 0 | [24 empty] | 0 | 0 | #VALUE!
36.12 | Supply & Erection of LT insulation Piercing Connectors of 95-150 sqmm size for energizing distibution Kiosk/box | BI01010001010000000000000515BI0100001856 | 45946 | Nos |  |  |  | Excess(+) | 1 | Full Conversion | INR | [13 empty] | 0 | 0 | 0 | [24 empty] | 0 | 0 | #VALUE!
36.13 | Supply & Erection of 1X35 sqmm XLPE/PVC insulated AL. cable for energising the distribution boxes/Kiosk | BI01010001010000000000000515BI0100001857 | 114864 | Meter |  |  |  | Excess(+) | 1 | Full Conversion | INR | [13 empty] | 0 | 0 | 0 | [24 empty] | 0 | 0 | #VALUE!
37 | Supply, Installation, Testing & Commissioning of Extra circuit for existing DTs : Three Phase ABC (3x120+1x95+1x70) sq mm as per the Technical Specification, Scope of Work, and approved drawing.
37.01 | Supply & Erection of 11 Mtr PCC Poles - (PCC Pole as per state practice) | BI01010001010000000000000515BI0100001859 | 2564 | Nos |  |  |  | Excess(+) | 1 | Full Conversion | INR | [13 empty] | 0 | 0 | 0 | [24 empty] | 0 | 0 | #VALUE!
37.02 | Supply & Erection of Stone Pad 300x300x75 mm | BI01010001010000000000000515BI0100001860 | 2564 | Nos |  |  |  | Excess(+) | 1 | Full Conversion | INR | [13 empty] | 0 | 0 | 0 | [24 empty] | 0 | 0 | #VALUE!
37.03 | Supply & Erection of Three Phase AB Cable (3x120+1x95+1x16) | BI01010001010000000000000515BI0100001861 | 256430 | Meter |  |  |  | Excess(+) | 1 | Full Conversion | INR | [13 empty] | 0 | 0 | 0 | [24 empty] | 0 | 0 | #VALUE!
37.04 | Supply & Erection of Pole Clamps with nut & bolts for Laying ABC . | BI01010001010000000000000515BI0100001862 | 54620 | Nos |  |  |  | Excess(+) | 1 | Full Conversion | INR | [13 empty] | 0 | 0 | 0 | [24 empty] | 0 | 0 | #VALUE!
37.05 | Supply & Erection of Dead End clamps with I-Hook (Insulated) | BI01010001010000000000000515BI0100001863 | 1282 | Nos |  |  |  | Excess(+) | 1 | Full Conversion | INR | [13 empty] | 0 | 0 | 0 | [24 empty] | 0 | 0 | #VALUE!
37.06 | Supply & Erection of Suspension clamps with I-Hook (Insulated) | BI01010001010000000000000515BI0100001864 | 6154 | Nos |  |  |  | Excess(+) | 1 | Full Conversion | INR | [13 empty] | 0 | 0 | 0 | [24 empty] | 0 | 0 | #VALUE!
37.07 | Supply & Erection of Three Phase SMC Distribution Box with clamps | BI01010001010000000000000515BI0100001865 | 7693 | Nos |  |  |  | Excess(+) | 1 | Full Conversion | INR | [13 empty] | 0 | 0 | 0 | [24 empty] | 0 | 0 | #VALUE!
37.08 | Supply & Erection of Earthing complete with M.S. Earthing Rod 20x2500 mm. & GI wire 6SWG | BI01010001010000000000000515BI0100001866 | 2564 | Nos |  |  |  | Excess(+) | 1 | Full Conversion | INR | [13 empty] | 0 | 0 | 0 | [24 empty] | 0 | 0 | #VALUE!
37.09 | Supply & Erection of Stay Set (Galvanized) with 50x8 mm stay clamp, 1 no. guy insulator, anchor plate (200x200x6mm) , nut bolts, 1 no. turn-buckles, 1.8 m long 16 mm diameter solid GI stay rod & 7/3.15 mm dia GI stranded wire complete as per technical specification, approved drawings and scope of work. with grouting concerte 0.2 cmt, (concreting 1 part cement, 2 part sand, 4 part 40 mm size stone aggregate chips) (1:2:4) | BI01010001010000000000000515BI0100001867 | 513 | Nos |  |  |  | Excess(+) | 1 | Full Conversion | INR | [13 empty] | 0 | 0 | 0 | [24 empty] | 0 | 0 | #VALUE!
37.1 | Concreting of poles (0.44 Cu.m. each) | BI01010001010000000000000515BI0100001868 | 2564 | Nos |  |  |  | Excess(+) | 1 | Full Conversion | INR | [13 empty] | 0 | 0 | 0 | [24 empty] | 0 | 0 | #VALUE!
37.11 | Supply & Erection of PG Clamps 120 Sq mm .- 95 sq mm (For line to line jumpering of massenger wire & energizing DB Neutral) | BI01010001010000000000000515BI0100001869 | 5129 | Nos |  |  |  | Excess(+) | 1 | Full Conversion | INR | [13 empty] | 0 | 0 | 0 | [24 empty] | 0 | 0 | #VALUE!
37.12 | Supply & Erection of LT insulation Piercing Connectors of 95-150 sqmm size for energizing distibution Kiosk/box | BI01010001010000000000000515BI0100001870 | 30772 | Nos |  |  |  | Excess(+) | 1 | Full Conversion | INR | [13 empty] | 0 | 0 | 0 | [24 empty] | 0 | 0 | #VALUE!
37.13 | Supply & Erection of 1X35 sqmm XLPE/PVC insulated AL. cable for energising the distribution boxes/Kiosk | BI01010001010000000000000515BI0100001871 | 76929 | Meter |  |  |  | Excess(+) | 1 | Full Conversion | INR | [13 empty] | 0 | 0 | 0 | [24 empty] | 0 | 0 | #VALUE!
38 | Supply, Installation, Testing & Commissioning of Replacement of LT bare conductor by AB Cable - Three Phase AB Cable (3x120+1x95+1x16) as per the Technical Specification, Scope of Work, and approved drawing.
38.01 | Supply & Erection of 11 Mtr PCC Poles - (PCC Pole as per state practice) | BI01010001010000000000000515BI0100001873 | 588 | Nos |  |  |  | Excess(+) | 1 | Full Conversion | INR | [13 empty] | 0 | 0 | 0 | [24 empty] | 0 | 0 | #VALUE!
38.02 | Supply & Erection of Stone Pad 300x300x75mm | BI01010001010000000000000515BI0100001874 | 588 | Nos |  |  |  | Excess(+) | 1 | Full Conversion | INR | [13 empty] | 0 | 0 | 0 | [24 empty] | 0 | 0 | #VALUE!
38.03 | Supply & Erection of Three Phase AB Cable (3x120+1x95+1x16) | BI01010001010000000000000515BI0100001875 | 58800 | Meter |  |  |  | Excess(+) | 1 | Full Conversion | INR | [13 empty] | 0 | 0 | 0 | [24 empty] | 0 | 0 | #VALUE!
38.04 | Supply & Erection of Pole Clamps with nut & bolts for Laying ABC . | BI01010001010000000000000515BI0100001876 | 12524 | Nos |  |  |  | Excess(+) | 1 | Full Conversion | INR | [13 empty] | 0 | 0 | 0 | [24 empty] | 0 | 0 | #VALUE!
38.05 | Supply & Erection of Dead End clamps with I-Hook (Insulated) | BI01010001010000000000000515BI0100001877 | 294 | Nos |  |  |  | Excess(+) | 1 | Full Conversion | INR | [13 empty] | 0 | 0 | 0 | [24 empty] | 0 | 0 | #VALUE!
38.06 | Supply & Erection of Suspension clamps with I-Hook (Insulated) | BI01010001010000000000000515BI0100001878 | 1411 | Nos |  |  |  | Excess(+) | 1 | Full Conversion | INR | [13 empty] | 0 | 0 | 0 | [24 empty] | 0 | 0 | #VALUE!
38.07 | Supply & Erection of Three Phase SMC Distribution Box with clamps | BI01010001010000000000000515BI0100001879 | 1764 | Nos |  |  |  | Excess(+) | 1 | Full Conversion | INR | [13 empty] | 0 | 0 | 0 | [24 empty] | 0 | 0 | #VALUE!
38.08 | Supply & Erection of Earthing complete with M.S. Earthing Rod 20x2500 mm. & GI wire 6SWG | BI01010001010000000000000515BI0100001880 | 588 | Nos |  |  |  | Excess(+) | 1 | Full Conversion | INR | [13 empty] | 0 | 0 | 0 | [24 empty] | 0 | 0 | #VALUE!
38.09 | Concreting of poles (0.44 Cu.m. each) | BI01010001010000000000000515BI0100001881 | 588 | Nos |  |  |  | Excess(+) | 1 | Full Conversion | INR | [13 empty] | 0 | 0 | 0 | [24 empty] | 0 | 0 | #VALUE!
38.1 | Supply & Erection of PG Clamps 120 Sq mm .- 95 sq mm (For line to line jumpering of massenger wire & energizing DB Neutral) | BI01010001010000000000000515BI0100001882 | 588 | Nos |  |  |  | Excess(+) | 1 | Full Conversion | INR | [13 empty] | 0 | 0 | 0 | [24 empty] | 0 | 0 | #VALUE!
38.11 | Supply & Erection of LT insulation Piercing Connectors of 95-150 sqmm size for energizing distibution Kiosk/box | BI01010001010000000000000515BI0100001883 | 1176 | Nos |  |  |  | Excess(+) | 1 | Full Conversion | INR | [13 empty] | 0 | 0 | 0 | [24 empty] | 0 | 0 | #VALUE!
38.12 | Supply & Erection of 1X35 sqmm XLPE/PVC insulated AL. cable for energising the distribution boxes/Kiosk | BI01010001010000000000000515BI0100001884 | 7056 | Meter |  |  |  | Excess(+) | 1 | Full Conversion | INR | [13 empty] | 0 | 0 | 0 | [24 empty] | 0 | 0 | #VALUE!
39 | Supply, Installation, Testing & Commissioning of 3.5 x 35 sq mm XLPE Underground cable as per the Technical Specification, Scope of Work, and approved drawing.
39.01 | Supply of 3 ½ Core ,35 sqmm. Armoured Al conductor XLPE insulated 1.1 kV grade armoured Power cable as per Technical specification . | BI01010001010000000000000515BI0100001886 | 50000 | Meter |  |  |  | Excess(+) | 1 | Full Conversion | INR | [13 empty] | 0 | 0 | 0 | [24 empty] | 0 | 0 | #VALUE!
39.02 | Supply & Erection Cable end termination using total double compression brass glands and crimping type Aluminium Thimbles( 4 nos per glands) for 3.5Cx35 sqmm | BI01010001010000000000000515BI0100001887 | 400 | Nos |  |  |  | Excess(+) | 1 | Full Conversion | INR | [13 empty] | 0 | 0 | 0 | [24 empty] | 0 | 0 | #VALUE!
39.03 | Cable laying by HDD trenchless method including cost of HDPE Pipe (110mm Dia) size PN-6.(Restoration charges will be paid on an actual charges) | BI01010001010000000000000515BI0100001888 | 50000 | Meter |  |  |  | Excess(+) | 1 | Full Conversion | INR | [13 empty] | 0 | 0 | 0 | [24 empty] | 0 | 0 | #VALUE!
39.04 | Supply & Erection of Straight Through Jointing Kit 3.5x35 sqm | BI01010001010000000000000515BI0100001889 | 50 | Nos |  |  |  | Excess(+) | 1 | Full Conversion | INR | [13 empty] | 0 | 0 | 0 | [24 empty] | 0 | 0 | #VALUE!
39.05 | Supply & Erection of LT Route Marker | BI01010001010000000000000515BI0100001890 | 500 | Nos |  |  |  | Excess(+) | 1 | Full Conversion | INR | [13 empty] | 0 | 0 | 0 | [24 empty] | 0 | 0 | #VALUE!
39.06 | Cartage of 3.5C x 35 sqmm XLPE LT Cable | BI01010001010000000000000515BI0100001891 | 50000 | Meter |  |  |  | Excess(+) | 1 | Full Conversion | INR | [13 empty] | 0 | 0 | 0 | [24 empty] | 0 | 0 | #VALUE!
40 | Supply, Installation, Testing & Commissioning of 3.5 x 400 sq mm XLPE Underground cable as per the Technical Specification, Scope of Work, and approved drawing.
40.01 | Supply of 3 ½ Core ,400 sqmm. Armoured Al conductor XLPE insulated 1.1 kV grade armoured Power cable as per Technical specification . | BI01010001010000000000000515BI0100001893 | 8500 | Meter |  |  |  | Excess(+) | 1 | Full Conversion | INR | [13 empty] | 0 | 0 | 0 | [24 empty] | 0 | 0 | #VALUE!
40.02 | Supply & Erection Cable end termination using total double compression brass glands and crimping type Aluminium Thimbles( 4 nos per glands) for 3.5Cx400 sqmm | BI01010001010000000000000515BI0100001894 | 68 | Nos |  |  |  | Excess(+) | 1 | Full Conversion | INR | [13 empty] | 0 | 0 | 0 | [24 empty] | 0 | 0 | #VALUE!
40.03 | Cable laying by HDD trenchless method including cost of HDPE Pipe (110mm Dia) size PN-6 with road (Restoration charges will be paid on an actual charges) | BI01010001010000000000000515BI0100001895 | 8500 | Meter |  |  |  | Excess(+) | 1 | Full Conversion | INR | [13 empty] | 0 | 0 | 0 | [24 empty] | 0 | 0 | #VALUE!
40.04 | Supply & Erection of Straight Through Jointing 3.5x400 sqmm | BI01010001010000000000000515BI0100001896 | 9 | Nos |  |  |  | Excess(+) | 1 | Full Conversion | INR | [13 empty] | 0 | 0 | 0 | [24 empty] | 0 | 0 | #VALUE!
40.05 | Supply & Erection of LT Route Marker | BI01010001010000000000000515BI0100001897 | 85 | Nos |  |  |  | Excess(+) | 1 | Full Conversion | INR | [13 empty] | 0 | 0 | 0 | [24 empty] | 0 | 0 | #VALUE!
40.06 | Cartage of 3.5C x 400 sqmm XLPE LT Cable | BI01010001010000000000000515BI0100001898 | 8500 | Meter |  |  |  | Excess(+) | 1 | Full Conversion | INR | [13 empty] | 0 | 0 | 0 | [24 empty] | 0 | 0 | #VALUE!
41 | Supply, Installation, Testing & Commissioning of Replacement of LT bare conductor by covered insulated conductor, as per the Technical Specification, Scope of Work, and approved drawing.
41.01 | Supply & Erection of 11 Mtr PCC Poles - (PCC Pole as per state practice) | BI01010001010000000000000515BI0100001900 | 4999 | Nos |  |  |  | Excess(+) | 1 | Full Conversion | INR | [13 empty] | 0 | 0 | 0 | [24 empty] | 0 | 0 | #VALUE!
41.02 | Supply & Erection of Stone Pad 300x300x75mm | BI01010001010000000000000515BI0100001901 | 4999 | Nos |  |  |  | Excess(+) | 1 | Full Conversion | INR | [13 empty] | 0 | 0 | 0 | [24 empty] | 0 | 0 | #VALUE!
41.03 | Supply & Erection of Insulated Dog conductor (AL-59 ACS) | BI01010001010000000000000515BI0100001902 | 1373031 | Meter |  |  |  | Excess(+) | 1 | Full Conversion | INR | [13 empty] | 0 | 0 | 0 | [24 empty] | 0 | 0 | #VALUE!
41.04 | Supply & Erection of Pole Clamps with nut & bolts | BI01010001010000000000000515BI0100001903 | 9998 | Nos |  |  |  | Excess(+) | 1 | Full Conversion | INR | [13 empty] | 0 | 0 | 0 | [24 empty] | 0 | 0 | #VALUE!
41.05 | Supply & Erection of LT Shackle Insulator 100X115 | BI01010001010000000000000515BI0100001904 | 23328 | Nos |  |  |  | Excess(+) | 1 | Full Conversion | INR | [13 empty] | 0 | 0 | 0 | [24 empty] | 0 | 0 | #VALUE!
41.06 | Supply & Erection of Bolt & nuts For shackle Insulator | BI01010001010000000000000515BI0100001905 | 4999 | KG |  |  |  | Excess(+) | 1 | Full Conversion | INR | [13 empty] | 0 | 0 | 0 | [24 empty] | 0 | 0 | #VALUE!
41.07 | Supply & Erection of LT Shackle strip with nut & bolt | BI01010001010000000000000515BI0100001906 | 3999 | Nos |  |  |  | Excess(+) | 1 | Full Conversion | INR | [13 empty] | 0 | 0 | 0 | [24 empty] | 0 | 0 | #VALUE!
41.08 | Supply & Erection of Aluminium Binding Wire 6 mm | BI01010001010000000000000515BI0100001907 | 3333 | KG |  |  |  | Excess(+) | 1 | Full Conversion | INR | [13 empty] | 0 | 0 | 0 | [24 empty] | 0 | 0 | #VALUE!
41.09 | Supply & Erection of ACSR Weasel Conductor for making D for connecting service connection | BI01010001010000000000000515BI0100001908 | 29993 | Meter |  |  |  | Excess(+) | 1 | Full Conversion | INR | [13 empty] | 0 | 0 | 0 | [24 empty] | 0 | 0 | #VALUE!
41.1 | Supply & Erection of Earthing complete with M.S. Earthing Rod 20x2500 mm. & GI wire 6SWG | BI01010001010000000000000515BI0100001909 | 4999 | Nos |  |  |  | Excess(+) | 1 | Full Conversion | INR | [13 empty] | 0 | 0 | 0 | [24 empty] | 0 | 0 | #VALUE!
41.11 | Concreting of poles (0.44 Cu.m. each) | BI01010001010000000000000515BI0100001910 | 4999 | Nos |  |  |  | Excess(+) | 1 | Full Conversion | INR | [13 empty] | 0 | 0 | 0 | [24 empty] | 0 | 0 | #VALUE!
42 | Supply, Installation, Testing & Commissioning of 11 KV Re- conductoring of feeder (Older Than 25 years) by covered conductor, as per the Technical Specification, Scope of Work, and approved drawing.
42.01 | Supply & Erection of 11 Mtr PCC Poles - (PCC Pole as per state practice) | BI01010001010000000000000515BI0100001912 | 11612 | Nos |  |  |  | Excess(+) | 1 | Full Conversion | INR | [13 empty] | 0 | 0 | 0 | [24 empty] | 0 | 0 | #VALUE!
42.02 | Supply & Erection of Insulated Dog conductor (AL-59 ACS) | BI01010001010000000000000515BI0100001913 | 2392000 | Meter |  |  |  | Excess(+) | 1 | Full Conversion | INR | [13 empty] | 0 | 0 | 0 | [24 empty] | 0 | 0 | #VALUE!
42.03 | Supply & Erection of 11 KV 5 KN Polymer Pin Insulators with Nut & Bolt. | BI01010001010000000000000515BI0100001914 | 46447 | Nos |  |  |  | Excess(+) | 1 | Full Conversion | INR | [13 empty] | 0 | 0 | 0 | [24 empty] | 0 | 0 | #VALUE!
42.04 | Supply & Erection of 11 KV Disc Insulator with fitting | BI01010001010000000000000515BI0100001915 | 7741 | Nos |  |  |  | Excess(+) | 1 | Full Conversion | INR | [13 empty] | 0 | 0 | 0 | [24 empty] | 0 | 0 | #VALUE!
42.05 | Supply & Erection of Earthing complete for pole | BI01010001010000000000000515BI0100001916 | 11612 | Nos |  |  |  | Excess(+) | 1 | Full Conversion | INR | [13 empty] | 0 | 0 | 0 | [24 empty] | 0 | 0 | #VALUE!
42.06 | Supply & Erection of 11 KV cross Arm Steel V-Type 11 KV | BI01010001010000000000000515BI0100001917 | 11612 | Nos |  |  |  | Excess(+) | 1 | Full Conversion | INR | [13 empty] | 0 | 0 | 0 | [24 empty] | 0 | 0 | #VALUE!
42.07 | Supply & Erection of Cross Arm Holding Clamp | BI01010001010000000000000515BI0100001918 | 11612 | Nos |  |  |  | Excess(+) | 1 | Full Conversion | INR | [13 empty] | 0 | 0 | 0 | [24 empty] | 0 | 0 | #VALUE!
42.08 | Supply & Erection of Clamp with nut & Bolt | BI01010001010000000000000515BI0100001919 | 88249 | Nos |  |  |  | Excess(+) | 1 | Full Conversion | INR | [13 empty] | 0 | 0 | 0 | [24 empty] | 0 | 0 | #VALUE!
42.09 | Concreting of poles (0.44 Cu.m. each) | BI01010001010000000000000515BI0100001920 | 11612 | Nos |  |  |  | Excess(+) | 1 | Full Conversion | INR | [13 empty] | 0 | 0 | 0 | [24 empty] | 0 | 0 | #VALUE!
42.1 | Supply & Erection of F-Bracket for fitting top insulator with nut & bolt | BI01010001010000000000000515BI0100001921 | 11612 | Nos |  |  |  | Excess(+) | 1 | Full Conversion | INR | [13 empty] | 0 | 0 | 0 | [24 empty] | 0 | 0 | #VALUE!
42.11 | Supply & Erection of PG Clamps | BI01010001010000000000000515BI0100001922 | 27094 | Nos |  |  |  | Excess(+) | 1 | Full Conversion | INR | [13 empty] | 0 | 0 | 0 | [24 empty] | 0 | 0 | #VALUE!
42.12 | Supply & Erection of Aluminium Jointing Sleeve for Covered Conductor | BI01010001010000000000000515BI0100001923 | 4645 | Nos |  |  |  | Excess(+) | 1 | Full Conversion | INR | [13 empty] | 0 | 0 | 0 | [24 empty] | 0 | 0 | #VALUE!
42.13 | Supply & Erection of Aluminium binding wire | BI01010001010000000000000515BI0100001924 | 1548 | KG |  |  |  | Excess(+) | 1 | Full Conversion | INR | [13 empty] | 0 | 0 | 0 | [24 empty] | 0 | 0 | #VALUE!
42.14 | Supply & Erection of Stay Set (Galvanized) with 50x8 mm stay clamp, 1 no. guy insulator, anchor plate (200x200x6mm) , nut bolts, 1 no. turn-buckles, 1.8 m long 16 mm diameter solid GI stay rod & 7/3.15 mm dia GI stranded wire complete as per technical specification, approved drawings and scope of work. with grouting concerte 0.2 cmt, (concreting 1 part cement, 2 part sand, 4 part 40 mm size stone aggregate chips) (1:2:4) | BI01010001010000000000000515BI0100001925 | 4645 | Nos |  |  |  | Excess(+) | 1 | Full Conversion | INR | [13 empty] | 0 | 0 | 0 | [24 empty] | 0 | 0 | #VALUE!
42.15 | Supply & Erection of Danger Board with clamp & Nut Bolt. | BI01010001010000000000000515BI0100001926 | 11612 | Nos |  |  |  | Excess(+) | 1 | Full Conversion | INR | [13 empty] | 0 | 0 | 0 | [24 empty] | 0 | 0 | #VALUE!
42.16 | Supply & Erection of Stone Pad 300x300x75 mm | BI01010001010000000000000515BI0100001927 | 11612 | Nos |  |  |  | Excess(+) | 1 | Full Conversion | INR | [13 empty] | 0 | 0 | 0 | [24 empty] | 0 | 0 | #VALUE!
42.17 | Supply & Erection of Barbed Wire | BI01010001010000000000000515BI0100001928 | 23223 | KG |  |  |  | Excess(+) | 1 | Full Conversion | INR | [13 empty] | 0 | 0 | 0 | [24 empty] | 0 | 0 | #VALUE!
42.18 | Supply & Erection of Number Plate | BI01010001010000000000000515BI0100001929 | 11612 | Nos |  |  |  | Excess(+) | 1 | Full Conversion | INR | [13 empty] | 0 | 0 | 0 | [24 empty] | 0 | 0 | #VALUE!
43 | Supply, Installation, Testing & Commissioning of Installation of New Capacitor Bank- 3.96 MVAR, as per the Technical Specification, Scope of Work, and approved drawing.
43.01 | 12.65 kV, 3960 kVAr, 3-Phase, 50 C/s housed in Outdoor Type CRCA Panel, Capacitor bank having two variable step of 792 Kvar & two Variable steps of 1188 kVAr. Bank shall be complete with Capacitor units of 396/264 kVAr, Aluminium busbars, Epoxy insulators, HT HRC fuse, Surge Suppressor etc.with details as follows-(1) 11 kV, Aluminium Wound, Dry type Series reactors a) 0.528 kVAr for 792 kVAr step - 6 Nos. , b) 0.792 kVAr for 1188 kVAr step - 6 Nos. (2) 11 kV, 3-Phase Dry Type RVT - 1 No. (3) 12 kV 3 Phase Indoor type metal enclosed Vacuum Contactor - 4 Nos. (4) Indoor Type Automatic Control Unit - 1 No.(5) IP 55 , Outdoor CRCA cubicle Panel for accommodating capacitors, Series Reactor, Vacuum contactor, Surge Suppressor etc., along with FRP Canopy- 1 set | BI01010001010000000000000515BI0100001931 | 79 | Nos |  |  |  | Excess(+) | 1 | Full Conversion | INR | [13 empty] | 0 | 0 | 0 | [24 empty] | 0 | 0 | #VALUE!
43.02 | Supply & Erection of 11 kV, 400 Amp, Off Load Isolator with earth switch and mounting structure. | BI01010001010000000000000515BI0100001932 | 79 | Set |  |  |  | Excess(+) | 1 | Full Conversion | INR | [13 empty] | 0 | 0 | 0 | [24 empty] | 0 | 0 | #VALUE!
43.03 | Supply & Erection of 9 kV, 10 kA, Class III Lightning Arrestor | BI01010001010000000000000515BI0100001933 | 237 | Nos |  |  |  | Excess(+) | 1 | Full Conversion | INR | [13 empty] | 0 | 0 | 0 | [24 empty] | 0 | 0 | #VALUE!
43.04 | Supply & Erection of Control cables, lugs/thimble, Junction Box etc. | BI01010001010000000000000515BI0100001934 | 79 | Nos |  |  |  | Excess(+) | 1 | Full Conversion | INR | [13 empty] | 0 | 0 | 0 | [24 empty] | 0 | 0 | #VALUE!
43.05 | Supply & Erection of 11 KV 3 Core Al. XLPE Insulated 3x185 mm sq. Cable | BI01010001010000000000000515BI0100001935 | 4740 | Meter |  |  |  | Excess(+) | 1 | Full Conversion | INR | [13 empty] | 0 | 0 | 0 | [24 empty] | 0 | 0 | #VALUE!
43.06 | Supply & Erection of Heat Shrinkable Jointing Kit for 11 kV 3x185 Sq. mm. XLPE indoor | BI01010001010000000000000515BI0100001936 | 158 | Nos |  |  |  | Excess(+) | 1 | Full Conversion | INR | [13 empty] | 0 | 0 | 0 | [24 empty] | 0 | 0 | #VALUE!
43.07 | Supply & Erection of Heat Shrinkable jointing kit for 11 kV 3x185 Sq. mm. XLPE outdoor | BI01010001010000000000000515BI0100001937 | 158 | Nos |  |  |  | Excess(+) | 1 | Full Conversion | INR | [13 empty] | 0 | 0 | 0 | [24 empty] | 0 | 0 | #VALUE!
43.08 | Supply & Erection of 11 KV VCB Switchgear for Capacitor Bank with complete arangement for connection with existing 11 KV bus bar. | BI01010001010000000000000515BI0100001938 | 79 | Job |  |  |  | Excess(+) | 1 | Full Conversion | INR | [13 empty] | 0 | 0 | 0 | [24 empty] | 0 | 0 | #VALUE!
43.09 | Supply & Erection of 24 Volt battery and battery charger with cabinet complete for capacitor VCB | BI01010001010000000000000515BI0100001939 | 79 | Nos |  |  |  | Excess(+) | 1 | Full Conversion | INR | [13 empty] | 0 | 0 | 0 | [24 empty] | 0 | 0 | #VALUE!
43.1 | Casting of Civil foundations, as per the scope of work & approved drawings | BI01010001010000000000000515BI0100001940 | 79 | Nos |  |  |  | Excess(+) | 1 | Full Conversion | INR | [13 empty] | 0 | 0 | 0 | [24 empty] | 0 | 0 | #VALUE!
43.11 | Cable trench for laying of power/control cables. As per the scope & approved drawing | BI01010001010000000000000515BI0100001941 | 1580 | Rmt. |  |  |  | Excess(+) | 1 | Full Conversion | INR | [13 empty] | 0 | 0 | 0 | [24 empty] | 0 | 0 | #VALUE!
43.12 | Supply & Erection of Earthing for Panel, Isotator and LA's by Chemical pipe earthing | BI01010001010000000000000515BI0100001942 | 474 | Nos |  |  |  | Excess(+) | 1 | Full Conversion | INR | [13 empty] | 0 | 0 | 0 | [24 empty] | 0 | 0 | #VALUE!
43.13 | Supply & Erection of GI Strip of size-50 x 6 mm for Connection of Earthing with euipment | BI01010001010000000000000515BI0100001943 | 1975 | KG |  |  |  | Excess(+) | 1 | Full Conversion | INR | [13 empty] | 0 | 0 | 0 | [24 empty] | 0 | 0 | #VALUE!
43.14 | Supply & Erection of Heat Shrinkable Jointing Kit Straight through for 11 KV 3x185 sq. mm XLPE Cable | BI01010001010000000000000515BI0100001944 | 1 | Nos |  |  |  | Excess(+) | 1 | Full Conversion | INR | [13 empty] | 0 | 0 | 0 | [24 empty] | 0 | 0 | #VALUE!
44 | Supply & erection of Water level Earthing of Existing 33/11 KV Sub-station, as per the Technical Specification, Scope of Work, and approved drawing.
44.01 | Boring 6" Dia Up to 60 Meter or Up to water level | BI01010001010000000000000515BI0100001946 | 465 | Nos |  |  |  | Excess(+) | 1 | Full Conversion | INR | [13 empty] | 0 | 0 | 0 | [24 empty] | 0 | 0 | #VALUE!
44.02 | G.I Pipe 2" Dia /Water Pipe | BI01010001010000000000000515BI0100001947 | 27900 | Meter |  |  |  | Excess(+) | 1 | Full Conversion | INR | [13 empty] | 0 | 0 | 0 | [24 empty] | 0 | 0 | #VALUE!
44.03 | Copper Wire One Core solid 6 mm dia | BI01010001010000000000000515BI0100001948 | 30225 | Meter |  |  |  | Excess(+) | 1 | Full Conversion | INR | [13 empty] | 0 | 0 | 0 | [24 empty] | 0 | 0 | #VALUE!
44.04 | Copper Cone | BI01010001010000000000000515BI0100001949 | 465 | Nos |  |  |  | Excess(+) | 1 | Full Conversion | INR | [13 empty] | 0 | 0 | 0 | [24 empty] | 0 | 0 | #VALUE!
44.05 | Connector ,Nut Bolt & Washer | BI01010001010000000000000515BI0100001950 | 465 | Job |  |  |  | Excess(+) | 1 | Full Conversion | INR | [13 empty] | 0 | 0 | 0 | [24 empty] | 0 | 0 | #VALUE!
45 | Marconite Chemical Earthing of Distribution Transformer, as per the Technical Specification, Scope of Work, and approved drawing.
45.01 | Supply & Erection of Marconite Chemical Earthing of Existing Distribution Transformer 100 KVA And Above | BI01010001010000000000000515BI0100001952 | 3376 | Nos |  |  |  | Excess(+) | 1 | Full Conversion | INR | [13 empty] | 0 | 0 | 0 | [24 empty] | 0 | 0 | #VALUE!
46 | Battery Set & Battery Charger, as per the Technical Specification, Scope of Work, and approved drawing.
46.01 | Supply & Erection of 24V, 150 AH Pb(Lead) Acid battery, battery stand made of teak wood duly painted with anti-acid resistive paint, battery insulators, inter-battery wiring using 30 sqm, 1.1 KV, copper single core multi strand cable, terminal connectors, Rubber mats & all other accessories and connectors as per technical specifications and Supply & Erection of 24V, 150 AH. Float-cum-Boost Battery Charger with full wave rectification for 230 V, 1 phase, 50 Hz AC Input Supply & Erection as per technical specifications. | BI01010001010000000000000515BI0100001954 | 83 | Nos |  |  |  | Excess(+) | 1 | Full Conversion | INR | [13 empty] | 0 | 0 | 0 | [24 empty] | 0 | 0 | #VALUE!
47 | Motorized breaker 33 /11 KV as per the Technical Specification, Scope of Work, and approved drawing.
47.01 | Supply & Erection of 36kV, 1250A, 25kA for 3 seconds, 3-ph, 1600-800/5-5 A Outdoor type Vacuum Circuit breaker with marshalling box etc Complete in all respect along with support structure with SCADA compitable. | BI01010001010000000000000515BI0100001956 | 131 | Nos |  |  |  | Excess(+) | 1 | Full Conversion | INR | [13 empty] | 0 | 0 | 0 | [24 empty] | 0 | 0 | #VALUE!
48 | 11 KV Incoming Panel & relays with SCADA compitable, as per the Technical Specification, Scope of Work, and approved drawing.
48.01 | Supply & Erection of 12 KV 3 Ph 1600 Afor 3 seconds, 3-ph, indoor type Vacuum Circuit breaker along with 12 kV, 1-Phase, 25kA, 1600-800/5/5 A, 3 Nos indoor type Current Transformer, indoor mounting type control panel for feeder protection and required accessories, A-meter, Numerical Relay & accessories complete as per specifications for feeder breaker protection & Protection for Earth fault and over current) with extensible arrangement for future | BI01010001010000000000000515BI0100001958 | 96 | Nos |  |  |  | Excess(+) | 1 | Full Conversion | INR | [13 empty] | 0 | 0 | 0 | [24 empty] | 0 | 0 | #VALUE!
49 | 11 KV outgoing panel & relays with SCADA compitable, as per the Technical Specification, Scope of Work, and approved drawing.
49.01 | Supply & Erection of 12 KV 3 Ph 1250 A, 25kA for 3 seconds, 3-ph, indoor type Vacuum Circuit breaker along with 12 kV, 1-Phase, 25kA, 400-200/5-5 A, 3 Nos indoor type Current Transformer, indoor mounting type control panel for feeder protection and required accessories, A-meter, Numerical Relay & accessories complete as per specifications for feeder breaker protection & Protection for Earth fault and over current) with extensible arrangement for future | BI01010001010000000000000515BI0100001960 | 359 | Nos |  |  |  | Excess(+) | 1 | Full Conversion | INR | [13 empty] | 0 | 0 | 0 | [24 empty] | 0 | 0 | #VALUE!
50 | 11 KV Buscoupler panel & relays with SCADA compitable, as per the Technical Specification, Scope of Work, and approved drawing.
50.01 | Supply & Erection of 12 kV, 1600 A, 25kA for 3 seconds, 3-ph, indoor type Vacuum Circuit Breaker for along with 12 kV, 1-Phase, 25kA, 1600-800/5-5 A, 3 Nos indoor type Current Transformer, control panel for Bus couplar and required accessories, A-meter, Numerical Relays & accessories complete as per specifications for Bus Coupler protection with earth fault, overcurrent . | BI01010001010000000000000515BI0100001962 | 59 | Nos |  |  |  | Excess(+) | 1 | Full Conversion | INR | [13 empty] | 0 | 0 | 0 | [24 empty] | 0 | 0 | #VALUE!
51 | 33 KV Control panel & relays with SCADA Compitable, as per the Technical Specification, Scope of Work, and approved drawing.
51.01 | Supply & Erection of 33 KV VCB with single T/F control panel and CT 200/100/1A with structure (i) 33 KV VCB (ii) control panel I/C for 33KV single T/F (iii) CT 200/100/1-1A (iv) steel structure | BI01010001010000000000000515BI0100001964 | 113 | Nos |  |  |  | Excess(+) | 1 | Full Conversion | INR | [13 empty] | 0 | 0 | 0 | [24 empty] | 0 | 0 | #VALUE!
52 | Feeder Bifurcation -(11 KV Line) - Supply & Erection for New 11 KV Line by UG Cabling by open trench method (3x300 sq mm) as per technical specifications, scope of works and approved drawings
52.01 | Supply & Erection of 11 Mtr PCC Poles - (PCC Pole as per state practice) | BI01010001010000000000000515BI0100001966 | 58 | Nos |  |  |  | Excess(+) | 1 | Full Conversion | INR | [13 empty] | 0 | 0 | 0 | [24 empty] | 0 | 0 | #VALUE!
52.02 | Supply & Erection of M.S. channel 100x50mm 2.4Mtr. Long. | BI01010001010000000000000515BI0100001967 | 144 | Nos |  |  |  | Excess(+) | 1 | Full Conversion | INR | [13 empty] | 0 | 0 | 0 | [24 empty] | 0 | 0 | #VALUE!
52.03 | Supply & Erection of Stone Pad 300x300x75 mm | BI01010001010000000000000515BI0100001968 | 58 | Nos |  |  |  | Excess(+) | 1 | Full Conversion | INR | [13 empty] | 0 | 0 | 0 | [24 empty] | 0 | 0 | #VALUE!
52.04 | Supply & Erection of 11 KV 5 KN Polymer Pin Insulators with Nut & Bolt. | BI01010001010000000000000515BI0100001969 | 87 | Nos |  |  |  | Excess(+) | 1 | Full Conversion | INR | [13 empty] | 0 | 0 | 0 | [24 empty] | 0 | 0 | #VALUE!
52.05 | Supply & Erection of G.I.Pipe 150mm Dia | BI01010001010000000000000515BI0100001970 | 173 | Meter |  |  |  | Excess(+) | 1 | Full Conversion | INR | [13 empty] | 0 | 0 | 0 | [24 empty] | 0 | 0 | #VALUE!
52.06 | Supply & Erection of M.S.Holding clamp | BI01010001010000000000000515BI0100001971 | 578 | Nos |  |  |  | Excess(+) | 1 | Full Conversion | INR | [13 empty] | 0 | 0 | 0 | [24 empty] | 0 | 0 | #VALUE!
52.07 | Supply & Erection of Bolts, Nuts & Washers | BI01010001010000000000000515BI0100001972 | 29 | KG |  |  |  | Excess(+) | 1 | Full Conversion | INR | [13 empty] | 0 | 0 | 0 | [24 empty] | 0 | 0 | #VALUE!
52.08 | Supply & Erection of Number Plate with clamp & Nut & Bolt. | BI01010001010000000000000515BI0100001973 | 58 | Nos |  |  |  | Excess(+) | 1 | Full Conversion | INR | [13 empty] | 0 | 0 | 0 | [24 empty] | 0 | 0 | #VALUE!
52.09 | Supply & Erection of Danger Board with clamp & Nut Bolt. | BI01010001010000000000000515BI0100001974 | 58 | Nos |  |  |  | Excess(+) | 1 | Full Conversion | INR | [13 empty] | 0 | 0 | 0 | [24 empty] | 0 | 0 | #VALUE!
52.1 | Supply & Erection of G.I. Barbed wire | BI01010001010000000000000515BI0100001975 | 116 | KG |  |  |  | Excess(+) | 1 | Full Conversion | INR | [13 empty] | 0 | 0 | 0 | [24 empty] | 0 | 0 | #VALUE!
52.11 | Supply & Erection of Insulated Dog conductor (AL-59 ACS) | BI01010001010000000000000515BI0100001976 | 347 | Meter |  |  |  | Excess(+) | 1 | Full Conversion | INR | [13 empty] | 0 | 0 | 0 | [24 empty] | 0 | 0 | #VALUE!
52.12 | Concreating of pole support 0.44CuM | BI01010001010000000000000515BI0100001977 | 58 | Nos |  |  |  | Excess(+) | 1 | Full Conversion | INR | [13 empty] | 0 | 0 | 0 | [24 empty] | 0 | 0 | #VALUE!
52.13 | Supply & Erection of Earthing of Pole by M.S.Earthing Rod 2540x20mm & 6SWG G.I.Earthing wire | BI01010001010000000000000515BI0100001978 | 58 | Nos |  |  |  | Excess(+) | 1 | Full Conversion | INR | [13 empty] | 0 | 0 | 0 | [24 empty] | 0 | 0 | #VALUE!
52.14 | Supply & Erection of Al.Binding wire | BI01010001010000000000000515BI0100001979 | 29 | KG |  |  |  | Excess(+) | 1 | Full Conversion | INR | [13 empty] | 0 | 0 | 0 | [24 empty] | 0 | 0 | #VALUE!
52.15 | Sundries Items. | BI01010001010000000000000515BI0100001980 | 14 | LS |  |  |  | Excess(+) | 1 | Full Conversion | INR | [13 empty] | 0 | 0 | 0 | [24 empty] | 0 | 0 | #VALUE!
52.16 | Supply & Laying of 11KV Cable
52.17 | Supply of11KV XLPE cable 3x300 Sqmm | BI01010001010000000000000515BI0100001982 | 14440 | Meter |  |  |  | Excess(+) | 1 | Full Conversion | INR | [13 empty] | 0 | 0 | 0 | [24 empty] | 0 | 0 | #VALUE!
52.18 | Supply of Heat Shrinkable jointing kit for 11 kV 3x300 Sq. mm. XLPE outdoor | BI01010001010000000000000515BI0100001983 | 58 | Nos |  |  |  | Excess(+) | 1 | Full Conversion | INR | [13 empty] | 0 | 0 | 0 | [24 empty] | 0 | 0 | #VALUE!
52.19 | 11KV cable laying charges in Air for End Double Pole/ Riser Double Pole | BI01010001010000000000000515BI0100001984 | 1440 | Meter |  |  |  | Excess(+) | 1 | Full Conversion | INR | [13 empty] | 0 | 0 | 0 | [24 empty] | 0 | 0 | #VALUE!
52.2 | Digging of trench of size (750*1050) mm | BI01010001010000000000000515BI0100001985 | 13000 | Meter |  |  |  | Excess(+) | 1 | Full Conversion | INR | [13 empty] | 0 | 0 | 0 | [24 empty] | 0 | 0 | #VALUE!
52.21 | 11 Kv Cable laying charges with sand & brickin open cut method (Resoration charges will be paid on an actual basis.) | BI01010001010000000000000515BI0100001986 | 13000 | Meter |  |  |  | Excess(+) | 1 | Full Conversion | INR | [13 empty] | 0 | 0 | 0 | [24 empty] | 0 | 0 | #VALUE!
52.22 | Making of 11KV cable Boxes 3x300 Sqmm O/D type | BI01010001010000000000000515BI0100001987 | 58 | Nos |  |  |  | Excess(+) | 1 | Full Conversion | INR | [13 empty] | 0 | 0 | 0 | [24 empty] | 0 | 0 | #VALUE!
52.23 | Supply & Erection of 11 KV Cable Route Marker | BI01010001010000000000000515BI0100001988 | 130 | Nos |  |  |  | Excess(+) | 1 | Full Conversion | INR | [13 empty] | 0 | 0 | 0 | [24 empty] | 0 | 0 | #VALUE!
52.24 | Cartage of 11KV cable 3x300 Sqmm | BI01010001010000000000000515BI0100001989 | 14440 | Meter |  |  |  | Excess(+) | 1 | Full Conversion | INR | [13 empty] | 0 | 0 | 0 | [24 empty] | 0 | 0 | #VALUE!
53 | Feeder Bifurcation -(11 KV Line) - Supply & Erection for New 11 KV Line by UG Cabling trenchless method (3x300 sq mm) as per technical specifications, scope of works and approved drawings
53.01 | Supply & Erection of 11 Mtr PCC Poles - (PCC Pole as per state practice) | BI01010001010000000000000515BI0100001991 | 10 | Nos |  |  |  | Excess(+) | 1 | Full Conversion | INR | [13 empty] | 0 | 0 | 0 | [24 empty] | 0 | 0 | #VALUE!
53.02 | Supply & Erection of M.S. channel 100x50mm 2.4Mtr. Long. | BI01010001010000000000000515BI0100001992 | 26 | Nos |  |  |  | Excess(+) | 1 | Full Conversion | INR | [13 empty] | 0 | 0 | 0 | [24 empty] | 0 | 0 | #VALUE!
53.03 | Supply & Erection of Stone Pad 300x300x75 mm | BI01010001010000000000000515BI0100001993 | 10 | Nos |  |  |  | Excess(+) | 1 | Full Conversion | INR | [13 empty] | 0 | 0 | 0 | [24 empty] | 0 | 0 | #VALUE!
53.04 | Supply & Erection of 11 KV 5 KN Polymer Pin Insulators with Nut & Bolt. | BI01010001010000000000000515BI0100001994 | 15 | Nos |  |  |  | Excess(+) | 1 | Full Conversion | INR | [13 empty] | 0 | 0 | 0 | [24 empty] | 0 | 0 | #VALUE!
53.05 | Supply & Erection of G.I.Pipe 150mm Dia | BI01010001010000000000000515BI0100001995 | 31 | Meter |  |  |  | Excess(+) | 1 | Full Conversion | INR | [13 empty] | 0 | 0 | 0 | [24 empty] | 0 | 0 | #VALUE!
53.06 | Supply & Erection of M.S.Holding clamp | BI01010001010000000000000515BI0100001996 | 102 | Nos |  |  |  | Excess(+) | 1 | Full Conversion | INR | [13 empty] | 0 | 0 | 0 | [24 empty] | 0 | 0 | #VALUE!
53.07 | Supply & Erection of Bolts, Nuts & Washers | BI01010001010000000000000515BI0100001997 | 5 | KG |  |  |  | Excess(+) | 1 | Full Conversion | INR | [13 empty] | 0 | 0 | 0 | [24 empty] | 0 | 0 | #VALUE!
53.08 | Supply & Erection of Number Plate with clamp & Nut & Bolt. | BI01010001010000000000000515BI0100001998 | 10 | Nos |  |  |  | Excess(+) | 1 | Full Conversion | INR | [13 empty] | 0 | 0 | 0 | [24 empty] | 0 | 0 | #VALUE!
53.09 | Supply & Erection of Danger Board with clamp & Nut Bolt. | BI01010001010000000000000515BI0100001999 | 10 | Nos |  |  |  | Excess(+) | 1 | Full Conversion | INR | [13 empty] | 0 | 0 | 0 | [24 empty] | 0 | 0 | #VALUE!
53.1 | Supply & Erection of G.I. Barbed wire | BI01010001010000000000000515BI0100002000 | 20 | KG |  |  |  | Excess(+) | 1 | Full Conversion | INR | [13 empty] | 0 | 0 | 0 | [24 empty] | 0 | 0 | #VALUE!
53.11 | Supply & Erection of Insulated Dog conductor (AL-59 ACS) | BI01010001010000000000000515BI0100002001 | 61 | Meter |  |  |  | Excess(+) | 1 | Full Conversion | INR | [13 empty] | 0 | 0 | 0 | [24 empty] | 0 | 0 | #VALUE!
53.12 | Concreating of pole support 0.44CuM | BI01010001010000000000000515BI0100002002 | 10 | Nos |  |  |  | Excess(+) | 1 | Full Conversion | INR | [13 empty] | 0 | 0 | 0 | [24 empty] | 0 | 0 | #VALUE!
53.13 | Supply & Erection of Earthing of Pole by M.S.Earthing Rod 2540x20mm & 6SWG G.I.Earthing wire (2.0Kg). | BI01010001010000000000000515BI0100002003 | 10 | Nos |  |  |  | Excess(+) | 1 | Full Conversion | INR | [13 empty] | 0 | 0 | 0 | [24 empty] | 0 | 0 | #VALUE!
53.14 | Supply & Erection of Al.Binding wire | BI01010001010000000000000515BI0100002004 | 5 | KG |  |  |  | Excess(+) | 1 | Full Conversion | INR | [13 empty] | 0 | 0 | 0 | [24 empty] | 0 | 0 | #VALUE!
53.15 | Sundries Items. | BI01010001010000000000000515BI0100002005 | 3 | LS |  |  |  | Excess(+) | 1 | Full Conversion | INR | [13 empty] | 0 | 0 | 0 | [24 empty] | 0 | 0 | #VALUE!
53.16 | Supply & Laying of 11KV Cable
53.17 | Supply of 11KV XLPE cable 3x300 Sqmm | BI01010001010000000000000515BI0100002007 | 2550 | Meter |  |  |  | Excess(+) | 1 | Full Conversion | INR | [13 empty] | 0 | 0 | 0 | [24 empty] | 0 | 0 | #VALUE!
53.18 | Supply of Heat Shrinkable jointing kit for 11 kV 3x300 Sq. mm. XLPE outdoor | BI01010001010000000000000515BI0100002008 | 10 | Nos |  |  |  | Excess(+) | 1 | Full Conversion | INR | [13 empty] | 0 | 0 | 0 | [24 empty] | 0 | 0 | #VALUE!
53.19 | 11KV cable laying charges in Air for End Double Pole/ Riser Double Pole | BI01010001010000000000000515BI0100002009 | 255 | Meter |  |  |  | Excess(+) | 1 | Full Conversion | INR | [13 empty] | 0 | 0 | 0 | [24 empty] | 0 | 0 | #VALUE!
53.2 | Supply & laying of HDPE Pipe PE-80, PN-6, DN-160mm dia Pipe for laying of 11KV, 3x300Sq.mm, XLPE Cable with HDD (trenchless) method (Restoration charges will be paid on an actual basis) | BI01010001010000000000000515BI0100002010 | 2295 | Meter |  |  |  | Excess(+) | 1 | Full Conversion | INR | [13 empty] | 0 | 0 | 0 | [24 empty] | 0 | 0 | #VALUE!
53.21 | Making of 11KV cable Boxes 3x300 Sqmm O/D type | BI01010001010000000000000515BI0100002011 | 10 | Nos |  |  |  | Excess(+) | 1 | Full Conversion | INR | [13 empty] | 0 | 0 | 0 | [24 empty] | 0 | 0 | #VALUE!
53.22 | Supply & Erection of 11 KV Cable Route Marker | BI01010001010000000000000515BI0100002012 | 25 | Nos |  |  |  | Excess(+) | 1 | Full Conversion | INR | [13 empty] | 0 | 0 | 0 | [24 empty] | 0 | 0 | #VALUE!
53.23 | Cartage of 11KV cable 3x300 Sqmm | BI01010001010000000000000515BI0100002013 | 2550 | Meter |  |  |  | Excess(+) | 1 | Full Conversion | INR | [13 empty] | 0 | 0 | 0 | [24 empty] | 0 | 0 | #VALUE!
54 | Feeder Bifurcation -(11 KV Line) - Supply & Erection for New 11 KV Line by Overhead on 11 Mtr PCC Pole (ACSR Insulated cover conductor as per technical specifications, scope of works and approved drawings
54.01 | Supply & Erection of 11 Mtr PCC Poles - (PCC Pole as per state practice) | BI01010001010000000000000515BI0100002015 | 1120 | Nos |  |  |  | Excess(+) | 1 | Full Conversion | INR | [13 empty] | 0 | 0 | 0 | [24 empty] | 0 | 0 | #VALUE!
54.02 | Supply & Erection of Stone Pad 300x300x75mm | BI01010001010000000000000515BI0100002016 | 1120 | Nos |  |  |  | Excess(+) | 1 | Full Conversion | INR | [13 empty] | 0 | 0 | 0 | [24 empty] | 0 | 0 | #VALUE!
54.03 | Supply & Erection of X-arm M.S.Angle 65x65x6mm V-type 11KV | BI01010001010000000000000515BI0100002017 | 1120 | Nos |  |  |  | Excess(+) | 1 | Full Conversion | INR | [13 empty] | 0 | 0 | 0 | [24 empty] | 0 | 0 | #VALUE!
54.04 | Supply & Erection of Earthing of Pole by M.S.Earthing Rod 20x2500mm and 6SWG earthing wire etc. | BI01010001010000000000000515BI0100002018 | 1120 | Nos |  |  |  | Excess(+) | 1 | Full Conversion | INR | [13 empty] | 0 | 0 | 0 | [24 empty] | 0 | 0 | #VALUE!
54.05 | Supply & Erection of 11 KV 5 KN Polymer Pin Insulators with Nut & Bolt. | BI01010001010000000000000515BI0100002019 | 3360 | Nos |  |  |  | Excess(+) | 1 | Full Conversion | INR | [13 empty] | 0 | 0 | 0 | [24 empty] | 0 | 0 | #VALUE!
54.06 | Supply & Erection of Number Plate with clamp & Nut & Bolt. | BI01010001010000000000000515BI0100002020 | 1120 | Nos |  |  |  | Excess(+) | 1 | Full Conversion | INR | [13 empty] | 0 | 0 | 0 | [24 empty] | 0 | 0 | #VALUE!
54.07 | Supply & Erection of Danger Board with clamp & Nut Bolt. | BI01010001010000000000000515BI0100002021 | 1120 | Nos |  |  |  | Excess(+) | 1 | Full Conversion | INR | [13 empty] | 0 | 0 | 0 | [24 empty] | 0 | 0 | #VALUE!
54.08 | Supply & Erection of G.I. Barbed Wire | BI01010001010000000000000515BI0100002022 | 2239 | KG |  |  |  | Excess(+) | 1 | Full Conversion | INR | [13 empty] | 0 | 0 | 0 | [24 empty] | 0 | 0 | #VALUE!
54.09 | Supply & Erection of Nut, Bolts & Washer O/S | BI01010001010000000000000515BI0100002023 | 1120 | KG |  |  |  | Excess(+) | 1 | Full Conversion | INR | [13 empty] | 0 | 0 | 0 | [24 empty] | 0 | 0 | #VALUE!
54.1 | Concreting of Pole (0.44 Cu.m) | BI01010001010000000000000515BI0100002024 | 1120 | Nos |  |  |  | Excess(+) | 1 | Full Conversion | INR | [13 empty] | 0 | 0 | 0 | [24 empty] | 0 | 0 | #VALUE!
54.11 | Supply & Erection of Holding Clamp with nut & Bolts. | BI01010001010000000000000515BI0100002025 | 1120 | Nos |  |  |  | Excess(+) | 1 | Full Conversion | INR | [13 empty] | 0 | 0 | 0 | [24 empty] | 0 | 0 | #VALUE!
54.12 | Supply & Erection of Al. Binding wire | BI01010001010000000000000515BI0100002026 | 1120 | KG |  |  |  | Excess(+) | 1 | Full Conversion | INR | [13 empty] | 0 | 0 | 0 | [24 empty] | 0 | 0 | #VALUE!
54.13 | Supply & Erection of F-Clamp with nut & Bolts. | BI01010001010000000000000515BI0100002027 | 1120 | Nos |  |  |  | Excess(+) | 1 | Full Conversion | INR | [13 empty] | 0 | 0 | 0 | [24 empty] | 0 | 0 | #VALUE!
54.14 | Sectional Double Pole for 11KV Line Single Circuit on 11Mtr long PCC Pole for single Ckt line, as per the scope and approved drawing
54.15 | Supply & Erection of 11 Mtr PCC Poles - (PCC Pole as per state practice) | BI01010001010000000000000515BI0100002029 | 344 | Nos |  |  |  | Excess(+) | 1 | Full Conversion | INR | [13 empty] | 0 | 0 | 0 | [24 empty] | 0 | 0 | #VALUE!
54.16 | Supply & Erection of Stone Pad 300x300x75mm | BI01010001010000000000000515BI0100002030 | 344 | Nos |  |  |  | Excess(+) | 1 | Full Conversion | INR | [13 empty] | 0 | 0 | 0 | [24 empty] | 0 | 0 | #VALUE!
54.17 | Supply & Erection of M.S. Channel Cross Arm 100x50x2240mm (Top Channel) | BI01010001010000000000000515BI0100002031 | 172 | Nos |  |  |  | Excess(+) | 1 | Full Conversion | INR | [13 empty] | 0 | 0 | 0 | [24 empty] | 0 | 0 | #VALUE!
54.18 | Supply & Erection of M.S. Channel Cross Arm 100x50x2028mm (Dropper Channel) | BI01010001010000000000000515BI0100002032 | 344 | Nos |  |  |  | Excess(+) | 1 | Full Conversion | INR | [13 empty] | 0 | 0 | 0 | [24 empty] | 0 | 0 | #VALUE!
54.19 | Supply & Erection of M.S.Angle Iron 65x65x6mm, 2700mm long bracing with 4Nos. Clamp with Nut & Bolt. | BI01010001010000000000000515BI0100002033 | 172 | Set |  |  |  | Excess(+) | 1 | Full Conversion | INR | [13 empty] | 0 | 0 | 0 | [24 empty] | 0 | 0 | #VALUE!
54.2 | Supply & Erection of Clamp with Nuts & Bolts for M.S channel | BI01010001010000000000000515BI0100002034 | 1032 | Nos |  |  |  | Excess(+) | 1 | Full Conversion | INR | [13 empty] | 0 | 0 | 0 | [24 empty] | 0 | 0 | #VALUE!
54.21 | Supply & Erection of G.I. Barbed Wire | BI01010001010000000000000515BI0100002035 | 688 | KG |  |  |  | Excess(+) | 1 | Full Conversion | INR | [13 empty] | 0 | 0 | 0 | [24 empty] | 0 | 0 | #VALUE!
54.22 | Supply & Erection of Number Plate with clamp & Nut & Bolt. | BI01010001010000000000000515BI0100002036 | 172 | Nos |  |  |  | Excess(+) | 1 | Full Conversion | INR | [13 empty] | 0 | 0 | 0 | [24 empty] | 0 | 0 | #VALUE!
54.23 | Supply & Erection of Danger Board with clamp & Nut Bolt. | BI01010001010000000000000515BI0100002037 | 344 | Nos |  |  |  | Excess(+) | 1 | Full Conversion | INR | [13 empty] | 0 | 0 | 0 | [24 empty] | 0 | 0 | #VALUE!
54.24 | Concreating of pole support 0.44CuM | BI01010001010000000000000515BI0100002038 | 344 | Nos |  |  |  | Excess(+) | 1 | Full Conversion | INR | [13 empty] | 0 | 0 | 0 | [24 empty] | 0 | 0 | #VALUE!
54.25 | Supply & Erection of Earthing of Pole by M.S.Earthing Rod 20x2500mm and 6SWG earthing wire etc. | BI01010001010000000000000515BI0100002039 | 344 | Nos |  |  |  | Excess(+) | 1 | Full Conversion | INR | [13 empty] | 0 | 0 | 0 | [24 empty] | 0 | 0 | #VALUE!
54.26 | Supply & Erection of 'E' Bracket with Nut-Bolts | BI01010001010000000000000515BI0100002040 | 516 | Nos |  |  |  | Excess(+) | 1 | Full Conversion | INR | [13 empty] | 0 | 0 | 0 | [24 empty] | 0 | 0 | #VALUE!
54.27 | Supply & Erection of 11KV Polymeric Disc insulator B&S type 70KN | BI01010001010000000000000515BI0100002041 | 1032 | Nos |  |  |  | Excess(+) | 1 | Full Conversion | INR | [13 empty] | 0 | 0 | 0 | [24 empty] | 0 | 0 | #VALUE!
54.28 | Supply & Erection of 11KV Disc fitting B&S Type 70KN | BI01010001010000000000000515BI0100002042 | 1032 | Nos |  |  |  | Excess(+) | 1 | Full Conversion | INR | [13 empty] | 0 | 0 | 0 | [24 empty] | 0 | 0 | #VALUE!
54.29 | Supply & Erection of 11 KV 5 KN Polymer Pin Insulators with Nut & Bolt. | BI01010001010000000000000515BI0100002043 | 516 | Nos |  |  |  | Excess(+) | 1 | Full Conversion | INR | [13 empty] | 0 | 0 | 0 | [24 empty] | 0 | 0 | #VALUE!
54.3 | Supply & Erection of Nut & Bolt off size. | BI01010001010000000000000515BI0100002044 | 344 | KG |  |  |  | Excess(+) | 1 | Full Conversion | INR | [13 empty] | 0 | 0 | 0 | [24 empty] | 0 | 0 | #VALUE!
54.31 | Supply & Erection of PG Clamps | BI01010001010000000000000515BI0100002045 | 2064 | Nos |  |  |  | Excess(+) | 1 | Full Conversion | INR | [13 empty] | 0 | 0 | 0 | [24 empty] | 0 | 0 | #VALUE!
54.32 | Supply & Erection of Stay Set (Galvanized) with 50x8 mm stay clamp, 1 no. guy insulator, anchor plate (200x200x6mm) , nut bolts, 1 no. turn-buckles, 1.8 m long 16 mm diameter solid GI stay rod & 7/3.15 mm dia GI stranded wire complete as per technical specification, approved drawings and scope of work. with grouting concerte 0.2 cmt, (concreting 1 part cement, 2 part sand, 4 part 40 mm size stone aggregate chips) (1:2:4) | BI01010001010000000000000515BI0100002046 | 1032 | Nos |  |  |  | Excess(+) | 1 | Full Conversion | INR | [13 empty] | 0 | 0 | 0 | [24 empty] | 0 | 0 | #VALUE!
54.33 | Supply & Erection of Al. Binding wire | BI01010001010000000000000515BI0100002047 | 344 | KG |  |  |  | Excess(+) | 1 | Full Conversion | INR | [13 empty] | 0 | 0 | 0 | [24 empty] | 0 | 0 | #VALUE!
54.34 | Supply & Erection of Insulated Dog conductor (AL-59 ACS) | BI01010001010000000000000515BI0100002048 | 133055.4 | Meter |  |  |  | Excess(+) | 1 | Full Conversion | INR | [13 empty] | 0 | 0 | 0 | [24 empty] | 0 | 0 | #VALUE!
54.35 | Sundries Items. | BI01010001010000000000000515BI0100002049 | 43.06 | LS |  |  |  | Excess(+) | 1 | Full Conversion | INR | [13 empty] | 0 | 0 | 0 | [24 empty] | 0 | 0 | #VALUE!
55 | Suppply , Installation , Testing & commissioning of 11kv VCB, outgoing (feeder Bifurcation), as per technical specifications, scope of works and approved drawings
55.01 | Supply & Erection of 3X300 MM2 11KV ,XLPE AL..CABLE | BI01010001010000000000000515BI0100002051 | 2300 | Meter |  |  |  | Excess(+) | 1 | Full Conversion | INR | [13 empty] | 0 | 0 | 0 | [24 empty] | 0 | 0 | #VALUE!
55.02 | Supply & Erection of Heat Shrinkable jointing kit for 11 kV 3x300 Sq. mm. XLPE outdoor | BI01010001010000000000000515BI0100002052 | 46 | Nos |  |  |  | Excess(+) | 1 | Full Conversion | INR | [13 empty] | 0 | 0 | 0 | [24 empty] | 0 | 0 | #VALUE!
55.03 | Sectional Double Pole for 11KV Line Single Circuit on 11Mtr long PCC Pole for single Ckt line.
55.04 | Supply & Erection of 11 Mtr PCC Poles - (PCC Pole as per state practice) | BI01010001010000000000000515BI0100002054 | 46 | Nos |  |  |  | Excess(+) | 1 | Full Conversion | INR | [13 empty] | 0 | 0 | 0 | [24 empty] | 0 | 0 | #VALUE!
55.05 | Supply & Erection of M.S. channel 100x50mm 2.4Mtr. Long. | BI01010001010000000000000515BI0100002055 | 115 | Nos |  |  |  | Excess(+) | 1 | Full Conversion | INR | [13 empty] | 0 | 0 | 0 | [24 empty] | 0 | 0 | #VALUE!
55.06 | Supply & Erection of Stone Pad 300x300x75 mm | BI01010001010000000000000515BI0100002056 | 46 | Nos |  |  |  | Excess(+) | 1 | Full Conversion | INR | [13 empty] | 0 | 0 | 0 | [24 empty] | 0 | 0 | #VALUE!
55.07 | Supply & Erection of 11 KV 5 KN Polymer Pin Insulators with Nut & Bolt. | BI01010001010000000000000515BI0100002057 | 69 | Nos |  |  |  | Excess(+) | 1 | Full Conversion | INR | [13 empty] | 0 | 0 | 0 | [24 empty] | 0 | 0 | #VALUE!
55.08 | Supply & Erection of G.I.Pipe 150mm Dia | BI01010001010000000000000515BI0100002058 | 138 | Meter |  |  |  | Excess(+) | 1 | Full Conversion | INR | [13 empty] | 0 | 0 | 0 | [24 empty] | 0 | 0 | #VALUE!
55.09 | Supply & Erection of M.S.Holding clamp | BI01010001010000000000000515BI0100002059 | 460 | Nos |  |  |  | Excess(+) | 1 | Full Conversion | INR | [13 empty] | 0 | 0 | 0 | [24 empty] | 0 | 0 | #VALUE!
55.1 | Supply & Erection of Bolts, Nuts & Washers | BI01010001010000000000000515BI0100002060 | 23 | KG |  |  |  | Excess(+) | 1 | Full Conversion | INR | [13 empty] | 0 | 0 | 0 | [24 empty] | 0 | 0 | #VALUE!
55.11 | Supply & Erection of Number Plate with clamp & Nut & Bolt. | BI01010001010000000000000515BI0100002061 | 46 | Nos |  |  |  | Excess(+) | 1 | Full Conversion | INR | [13 empty] | 0 | 0 | 0 | [24 empty] | 0 | 0 | #VALUE!
55.12 | Supply & Erection of Danger Board with clamp & Nut Bolt. | BI01010001010000000000000515BI0100002062 | 46 | Nos |  |  |  | Excess(+) | 1 | Full Conversion | INR | [13 empty] | 0 | 0 | 0 | [24 empty] | 0 | 0 | #VALUE!
55.13 | Supply & Erection of G.I. Barbed wire | BI01010001010000000000000515BI0100002063 | 92 | KG |  |  |  | Excess(+) | 1 | Full Conversion | INR | [13 empty] | 0 | 0 | 0 | [24 empty] | 0 | 0 | #VALUE!
55.14 | Supply & Erection of Insulated Dog conductor (AL-59 ACS) | BI01010001010000000000000515BI0100002064 | 276 | Meter |  |  |  | Excess(+) | 1 | Full Conversion | INR | [13 empty] | 0 | 0 | 0 | [24 empty] | 0 | 0 | #VALUE!
55.15 | Concreating of pole support 0.44CuM | BI01010001010000000000000515BI0100002065 | 46 | Nos |  |  |  | Excess(+) | 1 | Full Conversion | INR | [13 empty] | 0 | 0 | 0 | [24 empty] | 0 | 0 | #VALUE!
55.16 | Supply & Erection of Earthing of Pole by M.S.Earthing Rod 2540x20mm & 6SWG G.I.Earthing wire | BI01010001010000000000000515BI0100002066 | 46 | Nos |  |  |  | Excess(+) | 1 | Full Conversion | INR | [13 empty] | 0 | 0 | 0 | [24 empty] | 0 | 0 | #VALUE!
55.17 | Supply & Erection of Al.Binding wire | BI01010001010000000000000515BI0100002067 | 23 | KG |  |  |  | Excess(+) | 1 | Full Conversion | INR | [13 empty] | 0 | 0 | 0 | [24 empty] | 0 | 0 | #VALUE!
55.18 | Supply & Erection of 12 KV 3 Ph 1250 A, 25kA for 3 seconds, 3-ph, indoor type Vacuum Circuit breaker along with 12 kV, 1-Phase, 25kA, 400-200/5-5 A, 3 Nos indoor type Current Transformer, indoor mounting type control panel for feeder protection and required accessories, A-meter, Numerical Relay & accessories complete as per specifications for feeder breaker protection & Protection for Earth fault and over current) with extensible arrangement for future | BI01010001010000000000000515BI0100002068 | 23 | Nos |  |  |  | Excess(+) | 1 | Full Conversion | INR | [13 empty] | 0 | 0 | 0 | [24 empty] | 0 | 0 | #VALUE!
56 | Extension of Control Room and Other Civil Works for 33/11 KV Sub-Station control Room
56.01 | Earth work in excavation by mechanical means (Hydraulic excavator) / manual means in foundation trenches or drains (not exceeding 1.5 m in width or 10 sqm on plan), including dressing of sides and ramming of bottoms, for all lift, including getting out the excavated soil and disposal of surplus excavated soil as directed, within a lead of 50 m. DSR. 2.8.1 | BI01010001010000000000000515BI0100002070 | 324 | Cum |  |  |  | Excess(+) | 1 | Full Conversion | INR | [13 empty] | 0 | 0 | 0 | [24 empty] | 0 | 0 | #VALUE!
56.02 | Excavating, supplying, stacking and filling of local earth (including royalty) by mechanical transport upto a lead of 5km also including ramming and watering of the earth in layers not exceeding 20 cm in foundation trenches, plinth, sides of foundation etc. complete for all lift.2.25A | BI01010001010000000000000515BI0100002071 | 189 | Cum |  |  |  | Excess(+) | 1 | Full Conversion | INR | [13 empty] | 0 | 0 | 0 | [24 empty] | 0 | 0 | #VALUE!
56.03 | 1:5:10 (1 cement : 5 coarse sand (zone-III) derived from natural sources : 10 graded stone aggregate 40 mm nominal size derived from natural sources)(4.1.10) | BI01010001010000000000000515BI0100002072 | 97 | Cum |  |  |  | Excess(+) | 1 | Full Conversion | INR | [13 empty] | 0 | 0 | 0 | [24 empty] | 0 | 0 | #VALUE!
56.04 | 1:1½:3 (1 Cement: 1½ coarse sand (zone-III) derived from natural sources : 3 graded stone aggregate 20 mm nominal size derived from natural sources)(4.1.2) | BI01010001010000000000000515BI0100002073 | 3 | Cum |  |  |  | Excess(+) | 1 | Full Conversion | INR | [13 empty] | 0 | 0 | 0 | [24 empty] | 0 | 0 | #VALUE!
56.05 | Reinforced cement concrete work in beams, suspended floors, roofs having slope up to 15° landings, balconies, shelves, chajjas, lintels, bands, plain window sills, staircases and spiral stair cases above plinth level up to floor five level, excluding the cost of centering, shuttering, finishing and reinforcement with 1:1.5:3 (1 cement : 1.5 coarse sand(zone-III) derived from natural sources : 3 graded stone aggregate 20 mm nominal size derived from natural sources).(5.3) | BI01010001010000000000000515BI0100002074 | 156 | Cum |  |  |  | Excess(+) | 1 | Full Conversion | INR | [13 empty] | 0 | 0 | 0 | [24 empty] | 0 | 0 | #VALUE!
56.06 | Providing and laying in position specified grade of reinforced cement concrete, excluding the cost of centering, shuttering, finishing and reinforcement - All work up to plinth level :1:1.5:3 (1 cement : 1.5 coarse sand (zone-III) derived from natural sources : 3 graded stone aggregate 20 mm nominal size derived from natural sources)(5.1.2) | BI01010001010000000000000515BI0100002075 | 106 | Cum |  |  |  | Excess(+) | 1 | Full Conversion | INR | [13 empty] | 0 | 0 | 0 | [24 empty] | 0 | 0 | #VALUE!
56.07 | Reinforced cement concrete work in walls (any thickness), including attached pilasters, buttresses, plinth and string courses, fillets, columns, pillars, piers, abutments, posts and struts etc. above plinth level up to floor five level, excluding cost of centering, shuttering, finishing and reinforcement :1:1.5:3 (1 cement : 1.5 coarse sand(zone-III) derived from natural sources : 3 graded stone aggregate 20 mm nominal size derived from natural sources)(5.2.2) | BI01010001010000000000000515BI0100002076 | 70 | Cum |  |  |  | Excess(+) | 1 | Full Conversion | INR | [13 empty] | 0 | 0 | 0 | [24 empty] | 0 | 0 | #VALUE!
56.08 | Centering and shuttering including strutting, propping etc. and removal of form for Foundations, footings, bases of columns, etc. for mass concrete (5.9.1) | BI01010001010000000000000515BI0100002077 | 173 | Sqm |  |  |  | Excess(+) | 1 | Full Conversion | INR | [13 empty] | 0 | 0 | 0 | [24 empty] | 0 | 0 | #VALUE!
56.09 | Centering and shuttering including strutting, propping etc. and removal of form for Suspended floors, roofs, landings, balconies and access platform 5.9.3 | BI01010001010000000000000515BI0100002078 | 918 | sqm |  |  |  | Excess(+) | 1 | Full Conversion | INR | [13 empty] | 0 | 0 | 0 | [24 empty] | 0 | 0 | #VALUE!
56.1 | Centering and shuttering including strutting, propping etc. and removal of form for Lintels, beams, plinth beams, girders, bressumers and cantilevers (5.9.5) | BI01010001010000000000000515BI0100002079 | 508 | Sqm |  |  |  | Excess(+) | 1 | Full Conversion | INR | [13 empty] | 0 | 0 | 0 | [24 empty] | 0 | 0 | #VALUE!
56.11 | Centering and shuttering including strutting, propping etc. and removal of form for Columns, Pillars, Piers, Abutments, Posts and Struts (5.9.6) | BI01010001010000000000000515BI0100002080 | 344 | sqm |  |  |  | Excess(+) | 1 | Full Conversion | INR | [13 empty] | 0 | 0 | 0 | [24 empty] | 0 | 0 | #VALUE!
56.12 | Brick work with common burnt clay F.P.S. (non modular) bricks of class designation 7.5 in foundation and plinth in: Cement mortar 1:6 (1 cement : 6 coarse sand) (6.1.2) | BI01010001010000000000000515BI0100002081 | 136 | Cum |  |  |  | Excess(+) | 1 | Full Conversion | INR | [13 empty] | 0 | 0 | 0 | [24 empty] | 0 | 0 | #VALUE!
56.13 | Brick work with common burnt clay F.P.S. (non modular) bricks of class designation 7.5 in superstructure above plinth level up to floor V level in all shapes and sizes in : Cement mortar 1:6 (1 cement : 6 coarse sand) (6.4.2) | BI01010001010000000000000515BI0100002082 | 203 | Cum |  |  |  | Excess(+) | 1 | Full Conversion | INR | [13 empty] | 0 | 0 | 0 | [24 empty] | 0 | 0 | #VALUE!
56.14 | Structural steel work riveted, bolted or welded in built up sections, trusses and framed work, including cutting, hoisting, fixing in position and applying a priming coat of approved steel primer all complete.(10.2) | BI01010001010000000000000515BI0100002083 | 5040 | kg |  |  |  | Excess(+) | 1 | Full Conversion | INR | [13 empty] | 0 | 0 | 0 | [24 empty] | 0 | 0 | #VALUE!
56.15 | Steel reinforcement for R.C.C. work including straightening, cutting, bending, placing in position and binding all complete upto plinth level.Thermo-Mechanically Treated bars of grade Fe-500D or more.(5.22.6) | BI01010001010000000000000515BI0100002084 | 30720 | kg |  |  |  | Excess(+) | 1 | Full Conversion | INR | [13 empty] | 0 | 0 | 0 | [24 empty] | 0 | 0 | #VALUE!
56.16 | 12 mm cement plaster of mix : 1:6(1 cement: 6 coarse sand) (13.4.2) | BI01010001010000000000000515BI0100002085 | 2776 | Sqm. |  |  |  | Excess(+) | 1 | Full Conversion | INR | [13 empty] | 0 | 0 | 0 | [24 empty] | 0 | 0 | #VALUE!
56.17 | Cement concrete flooring 1:2:4 (1 cement : 2 coarse sand : 4 graded stone aggregate) finished with a floating coat of neat cement, including cement slurry, but excluding the cost of nosing of steps etc. complete.40 mm thick with 20 mm nominal size stone aggregate(11.3.1) | BI01010001010000000000000515BI0100002086 | 797 | Sqm |  |  |  | Excess(+) | 1 | Full Conversion | INR | [13 empty] | 0 | 0 | 0 | [24 empty] | 0 | 0 | #VALUE!
56.18 | Painting with synthetic enamel paint of approved brand and manufacture of required colour to give an even shade : Two or more coats on new work over an under coat of suitable shade with ordinary paint of approved brand and manufacture (13.62.1) | BI01010001010000000000000515BI0100002087 | 128 | Sqm |  |  |  | Excess(+) | 1 | Full Conversion | INR | [13 empty] | 0 | 0 | 0 | [24 empty] | 0 | 0 | #VALUE!
56.19 | Providing and applying white cement based putty of average thickness 1 mm, of approved brand and manufacturer, over the plastered wall surface to prepare the surface even and smooth complete. (13.80) | BI01010001010000000000000515BI0100002088 | 3528 | Sqm |  |  |  | Excess(+) | 1 | Full Conversion | INR | [13 empty] | 0 | 0 | 0 | [24 empty] | 0 | 0 | #VALUE!
56.2 | Distempering with 1st quality acrylic distemper (ready mixed) having VOC content less than 50 gram/litre, of approved manufacturer and of required shade and colour all complete to achieve even shade and colour : New work (two or more coats) over and including water thinnable priming coat with cement primer having VOC content less than 50 gram/litre (13.41.1) | BI01010001010000000000000515BI0100002089 | 1741 | Sqm |  |  |  | Excess(+) | 1 | Full Conversion | INR | [13 empty] | 0 | 0 | 0 | [24 empty] | 0 | 0 | #VALUE!
56.21 | Demolishing brick work manually/ by mechanical means including stacking of serviceable material and disposal of unserviceable material within 50 metres lead as per direction of Engineer-in-charge.(15.7.3) | BI01010001010000000000000515BI0100002090 | 56 | Cum |  |  |  | Excess(+) | 1 | Full Conversion | INR | [13 empty] | 0 | 0 | 0 | [24 empty] | 0 | 0 | #VALUE!
56.22 | Demolishing R.C.C. work manually/ by mechanical means including stacking of steel bars and disposal of unserviceable material within 50 metres lead as per direction of Engineer - in- charge.(15.3) | BI01010001010000000000000515BI0100002091 | 5 | Cum |  |  |  | Excess(+) | 1 | Full Conversion | INR | [13 empty] | 0 | 0 | 0 | [24 empty] | 0 | 0 | #VALUE!
56.23 | Wiring for light point/ fan point/ exhaust fan point/ call bell point with 1.5 sq.mm FRLS PVC insulated copper conductor single core cable in surface / recessed medium class PVC conduit, with modular switch, modular plate, suitable GI box and earthing the point with 1.5 sq.mm. FRLS PVC insulated copper conductor single core cable etc as required..Group C (1.10.3)(E&M) | BI01010001010000000000000515BI0100002092 | 64 | Nos |  |  |  | Excess(+) | 1 | Full Conversion | INR | [13 empty] | 0 | 0 | 0 | [24 empty] | 0 | 0 | #VALUE!
56.24 | Supplying and fixing 5 amps to 32 amps rating, 240/415 volts, "C" curve, miniature circuit breaker suitable for inductive load of following poles in the existing MCB DB complete with connections, testing and commissioning etc. as required. Single pole (2.10.1)(E&M) | BI01010001010000000000000515BI0100002093 | 64 | Nos |  |  |  | Excess(+) | 1 | Full Conversion | INR | [13 empty] | 0 | 0 | 0 | [24 empty] | 0 | 0 | #VALUE!
56.25 | Supplying and fixing following rating, double pole, 240 volts, isolator in the existing MCB DB complete with connections, testing and commissioning etc. as required.63 amps (2.12.2)(E&M) | BI01010001010000000000000515BI0100002094 | 16 | Nos |  |  |  | Excess(+) | 1 | Full Conversion | INR | [13 empty] | 0 | 0 | 0 | [24 empty] | 0 | 0 | #VALUE!
56.26 | Wiring for light/ power plug with 2X4 sq. mm FRLS PVC insulated copper conductor single core cable in surface/ recessed medium class PVC conduit along with 1 No 4 sq. mm FRLS PVC insulated copper conductor single core cable for loop earthing as required. (1.12)(E&M) | BI01010001010000000000000515BI0100002095 | 32 | Nos |  |  |  | Excess(+) | 1 | Full Conversion | INR | [13 empty] | 0 | 0 | 0 | [24 empty] | 0 | 0 | #VALUE!
56.27 | Providing & fixing fly proof wire gauze to windows, clerestory windows & doors with M.S. Flat 15x3 mm and nuts & bolts complete.Stainless steel (grade 304) wire gauze of 0.5 mm dia wire and 1.4 mm aperture on both sides :(10.29.2) | BI01010001010000000000000515BI0100002096 | 67 | Sqm |  |  |  | Excess(+) | 1 | Full Conversion | INR | [13 empty] | 0 | 0 | 0 | [24 empty] | 0 | 0 | #VALUE!
56.28 | Providing & fixing glass panes 5.5mm with putty and glazing clips in steel doors, windows, clerestory windows, all complete with :(10.30.2) | BI01010001010000000000000515BI0100002097 | 67 | Sqm |  |  |  | Excess(+) | 1 | Full Conversion | INR | [13 empty] | 0 | 0 | 0 | [24 empty] | 0 | 0 | #VALUE!
56.29 | 1200 mm sweep, BEE 5 star rated, ceiling fan with Brush Less Direct Current (BLDC) Motor, class of insulation: B, 3 nos. blades, 30 cm long down rod, 2 nos. canopies, shackle kit, safety rope, copper winding, Power Factor not less than 0.9, Service Value (CM/M/W) minimum 6.00, Air delivery minimum 210 Cum/Min , 350 RPM (tolerance as per IS : 374-2019), THD less than 10%, remote or electronic regulator unit for speed control and all remaining accessories including safety pin, nut bolts, washers, temperature rise=75 degree C (max.), insulation resistance more than 2 mega ohm, suitable for 230 V, 50 Hz, single phase AC supply Earthing etc(19.1 E&M) | BI01010001010000000000000515BI0100002098 | 32 | Nos |  |  |  | Excess(+) | 1 | Full Conversion | INR | [13 empty] | 0 | 0 | 0 | [24 empty] | 0 | 0 | #VALUE!
56.3 | Finishing with Deluxe Multi surface paint system for interiors and exteriors using Primer as per manufacturers specifications :Two or more coats applied on walls @ 1.25 ltr/10 sqm over and including one coat of Special primer applied @ 0.75 ltr /10 sqm (13.48.1) | BI01010001010000000000000515BI0100002099 | 1758 | sqm |  |  |  | Excess(+) | 1 | Full Conversion | INR | [13 empty] | 0 | 0 | 0 | [24 empty] | 0 | 0 | #VALUE!
57 | Highway Road Crossing
57.01 | Supply & Erection, Testing & Commissioning of 11 KV LINE FOR UNDER GROUND Highway CROSSING BY 2 Nos (INCLUDING ONE SPARE) 3Cx300 Sqmm XLPE Armored Cable (0.3 km each) USING 160 mm HDPE pipe at road crossing and 150MM DIA GI PIPES (grade B for pole support), OUTDOOR HEAT SHRINKABLE CABLE JOINTING KITS, 11 KV LIGHTENING ARRESTOR STATION CLASS 10KA (6 NOS.), LUGS, 4 Nos GI 3-Meters LONG pipe EARTHING, 6 SWG GI WIRES, 7/20 GI wire, CABLE MARKERS, BI METALLICK CLAMPS and JUMPERING etc AS REQUIRED AS PER TECHNICAL SPECIFICATIONS, DRAWINGS AND SCOPE OF THE WORK. | BI01010001010000000000000515BI0100002101 | 1 | Job |  |  |  | Excess(+) | 1 | Full Conversion | INR | [13 empty] | 0 | 0 | 0 | [24 empty] | 0 | 0 | #VALUE!
57.02 | Supply & Erection , testing & commissioning of 33 KV LINE FOR UNDER GROUND Highway CROSSING BY 2 Nos (INCLUDING ONE SPARE) 3Cx400 Sqmm XLPE Armored Cable (0.3 km each) USING 160 mm HDPE pipe at road crossing and 150MM DIA GI PIPES (grade B for pole support), OUTDOOR HEAT SHRINKABLE CABLE JOINTING KITS, 11 KV LIGHTENING ARRESTOR STATION CLASS 10KA (6 NOS.), LUGS, 4 Nos GI 3-Meters LONG pipe EARTHING, 6 SWG GI WIRES, 7/20 GI wire, CABLE MARKERS, BI METALLICK CLAMPS and JUMPERING etc AS REQUIRED AS PER TECHNICAL SPECIFICATIONS, DRAWINGS AND SCOPE OF THE WORK. | BI01010001010000000000000515BI0100002102 | 1 | Job |  |  |  | Excess(+) | 1 | Full Conversion | INR | [13 empty] | 0 | 0 | 0 | [24 empty] | 0 | 0 | #VALUE!
Total in Figures | [51 empty] | 0 | 0 | #VALUE! | 4 | Construction of chamber for 100mm sluice plates | item5 | 10 | Nos
Quoted Rate in Figures |  |  |  | Select | [47 empty] | 0 | 0 | #VALUE!
Quoted Rate in Words |  | #VALUE!
Validate
Print
Help

## Macros
Please Enable Macros to View BoQ information