## BoQ1 (hidden)
Item Rate BoQ
BoQ_Ver3.0 | Item Rate | Normal | INR Only | INR
Select, Excess (+), Less (-) |  | Less (-)
Tender Inviting Authority: Superintending Engineer (MM-II), PVVNL, Meerut
Name of Work: SCADA, Smart Technology Integration, 33 & 11KV (Link UG Line, UG Lines for Separate Source, Replacement of Old damaged underground Lines, Feeder bifurcation underground Lines , Outgoing underground Lines work due to augmentation of Power Transformers, Compact Substation works etc) on turnkey basis in Noida Town of PVVNL, Uttar Pradesh under Moderenization - revamped reforms- based and results-linked, distribution sector scheme.
Contract No: PVVNL-MM/MT/RDSS-SCD /126/24-25
Name of the Bidder/ Bidding Firm / Company :
PRICE SCHEDULE 1. This BOQ template must not be modified/replaced by the bidder. It should be uploaded after filling in the relevant columns and validating the sheet; otherwise, the bidder is liable to be rejected for this tender. 2. Bidders are allowed to enter the Bidder Name and Values only. 3. Bidders shall fill Ex-work Price, Freight & Insurance Charges, Erection charges and applicable taxes (GST) in Rupees for each of the item seperately in respective column. If taxes are not filled seperately, the prices quoted by the bidder will be considered as inclusive of taxes and PVVNL may bifrucate the Price quoted by the bidder into Base Price and applicable taxes as per prevailing rate of taxes. 4. If any taxes are exempted/waived by Union/State Government during the currency of contract, it shall be the responsiblity of the contractor to avail such exemptions. Payment against such exempted taxes shall not be released. 5. The entire work is to be done on 'Turnkey' basis. Therefore the bidder should include the cost of all the items necessary to complete the work for successful commissioning of the equipment. 6. All the material and erection practices shall be as per tender specification and wherever not specified, shall be as per RESSPO and if not mentioned in RESSPO shall be as per IS. 7. Below Schedule Structure and quantities is provisional and may vary as per site requirement with due approval of CEO of the work. 8. All the hardware items such as Nut-Bolts, Washer, Steel structures and clamps etc. shall be hot-dip galvanised. 09. Permission and documentation regarding Electrical safety & others are in scope of Bidder. 10. Quoted rate must be identical for similar item in each schedule. If any variation then lowest rate of that item must be considered for evaluation and award of BOQ.
NUMBER # | TEXT # | TEXT # | NUMBER # | TEXT # | NUMBER | NUMBER | TEXT | TEXT # | NUMBER # | TEXT# | TEXT # | NUMBER # | NUMBER | NUMBER | NUMBER | NUMBER | TEXT | TEXT | NUMBER | NUMBER | NUMBER | NUMBER | TEXT | TEXT | NUMBER | NUMBER | NUMBER | NUMBER | TEXT | TEXT | NUMBER | NUMBER | NUMBER | NUMBER | TEXT | TEXT | NUMBER | NUMBER | NUMBER | NUMBER | TEXT | TEXT | NUMBER | NUMBER | NUMBER # | NUMBER # | TEXT | TEXT | NUMBER # | NUMBER # | DATE | NUMBER # | NUMBER # | TEXT #
Sl. No. | Item Description | Item Code / Make | Quantity | Units | Estimated Rate | FMS Year-wise breakup of FMS costs for item wise excluding taxes |  | Addition / Deduction | Addition / Deduction Values | Currency Convertion against each Item | Quoted Currency in INR / Other Currency | Unit Ex-Works Supply Prices (in. Rs./Unit) (Excluding Taxes) Rs. P | Excise Duty | VAT | Unit Freight & Insurance Charges (in Rs./Unit) (Excluding Taxes) | Any Other Taxes/Duties/Levies |  |  | Other Taxes 2 | IIIrd Party i.e DGS&D / RITES etc Inspection Charges @0.34%+Service Tax | Less for Cenvat Credit,if any respect of Supplies Under full Excise Duty Category | Unit Erection Charges (in Rs./Unit) (Excluding Taxes) |  |  | Total Unit Rate (Ex works(Supply+ F&I) & Erection | GST on Total Unit Rate @18% (Rs/Unit) | Unit Rate With Taxes/GST for supply,F&I and installation (in Rs.) | [24 empty] | TOTAL AMOUNT Without Taxes | TOTAL AMOUNT With Taxes | TOTAL AMOUNT In Words
1 | 2 | 3 | 4 | 5 | 6 | 7 | 8 | 9 | 10 | 11 | 12 | 13 | 14 | 15 | 16 | 17 | 18 | 19 | 20 | 21 | 22 | 23 | 24 | 25 | 26 | 27 | 28 | 29 | 30 | 31 | 32 | 33 | 34 | 35 | 36 | 37 | 38 | 39 | 40 | 41 | 42 | 43 | 44 | 45 | 46 | 47 | 48 | 49 | 50 | 51 | 52 | 53 | 54 | 55
1 | Supply & Erection of Hardware for Control Centre As per TS | [53 empty] | 1 | Construction of chamber for 100mm sluices valve | item1 | 10 | 1 Nos
2 | SCADA Server | BI01010001010000000000000515BI0100001113 | 2 | No |  |  |  | Excess(+) | 1 | Full Conversion | INR | [13 empty] | 0 | 0 | 0 | [24 empty] | 0 | 0 | #VALUE! | 1.01 | Supplying, Conveying and fixing spls. Including eart | item1 | 123.223 | Nos
3 | DMS Server | BI01010001010000000000000515BI0100001114 | 2 | No |  |  |  | Excess(+) | 1 | Full Conversion | INR | [13 empty] | 0 | 0 | 0 | [24 empty] | 0 | 0 | #VALUE!
4 | OMS Server | BI01010001010000000000000515BI0100001115 | 2 | No |  |  |  | Excess(+) | 1 | Full Conversion | INR | [13 empty] | 0 | 0 | 0 | [24 empty] | 0 | 0 | #VALUE!
5 | FEP server with interface switches | BI01010001010000000000000515BI0100001116 | 2 | No |  |  |  | Excess(+) | 1 | Full Conversion | INR | [13 empty] | 0 | 0 | 0 | [24 empty] | 0 | 0 | #VALUE!
6 | ISR server | BI01010001010000000000000515BI0100001117 | 2 | No |  |  |  | Excess(+) | 1 | Full Conversion | INR | [13 empty] | 0 | 0 | 0 | [24 empty] | 0 | 0 | #VALUE!
7 | NMS server | BI01010001010000000000000515BI0100001118 | 2 | No |  |  |  | Excess(+) | 1 | Full Conversion | INR | [13 empty] | 0 | 0 | 0 | [24 empty] | 0 | 0 | #VALUE!
8 | DTS server | BI01010001010000000000000515BI0100001119 | 2 | No |  |  |  | Excess(+) | 1 | Full Conversion | INR | [13 empty] | 0 | 0 | 0 | [24 empty] | 0 | 0 | #VALUE!
9 | Developmental server | BI01010001010000000000000515BI0100001120 | 2 | No |  |  |  | Excess(+) | 1 | Full Conversion | INR | [13 empty] | 0 | 0 | 0 | [24 empty] | 0 | 0 | #VALUE!
10 | Commnunication Server incl ICCP | BI01010001010000000000000515BI0100001121 | 2 | No |  |  |  | Excess(+) | 1 | Full Conversion | INR | [13 empty] | 0 | 0 | 0 | [24 empty] | 0 | 0 | #VALUE!
11 | Web/Directory server | BI01010001010000000000000515BI0100001122 | 2 | No |  |  |  | Excess(+) | 1 | Full Conversion | INR | [13 empty] | 0 | 0 | 0 | [24 empty] | 0 | 0 | #VALUE!
12 | SMS gaterway | BI01010001010000000000000515BI0100001123 | 2 | No |  |  |  | Excess(+) | 1 | Full Conversion | INR | [13 empty] | 0 | 0 | 0 | [24 empty] | 0 | 0 | #VALUE!
13 | Workstation with dual TFT Monitors ( S/S monitoring) | BI01010001010000000000000515BI0100001124 | 5 | No |  |  |  | Excess(+) | 1 | Full Conversion | INR | [13 empty] | 0 | 0 | 0 | [24 empty] | 0 | 0 | #VALUE!
14 | Workstation with dual TFT Monitors (Network monitoring) | BI01010001010000000000000515BI0100001125 | 3 | No |  |  |  | Excess(+) | 1 | Full Conversion | INR | [13 empty] | 0 | 0 | 0 | [24 empty] | 0 | 0 | #VALUE!
15 | Remote VDUs with one TFT Monitors | BI01010001010000000000000515BI0100001126 | 21 | No |  |  |  | Excess(+) | 1 | Full Conversion | INR | [13 empty] | 0 | 0 | 0 | [24 empty] | 0 | 0 | #VALUE!
16 | Developmental console with one TFT | BI01010001010000000000000515BI0100001127 | 2 | No |  |  |  | Excess(+) | 1 | Full Conversion | INR | [13 empty] | 0 | 0 | 0 | [24 empty] | 0 | 0 | #VALUE!
17 | DTS/Workstation Console with dual TFTs | BI01010001010000000000000515BI0100001128 | 3 | No |  |  |  | Excess(+) | 1 | Full Conversion | INR | [13 empty] | 0 | 0 | 0 | [24 empty] | 0 | 0 | #VALUE!
18 | DLP/Laser based Video Projection system with 3x4 Module configuration with each module at least 67" diagonal with common projector (1080- resolution) | BI01010001010000000000000515BI0100001129 | 1 | No |  |  |  | Excess(+) | 1 | Full Conversion | INR | [13 empty] | 0 | 0 | 0 | [24 empty] | 0 | 0 | #VALUE!
19 | External RAID Mass storage device ( for 24 months online backup) | BI01010001010000000000000515BI0100001130 | 1 | No |  |  |  | Excess(+) | 1 | Full Conversion | INR | [13 empty] | 0 | 0 | 0 | [24 empty] | 0 | 0 | #VALUE!
20 | Exteranl DAT drive | BI01010001010000000000000515BI0100001131 | 1 | No |  |  |  | Excess(+) | 1 | Full Conversion | INR | [13 empty] | 0 | 0 | 0 | [24 empty] | 0 | 0 | #VALUE!
21 | Switches
22 | Layer III switch (SCADA/DMS LAN) | BI01010001010000000000000515BI0100001133 | 2 | No |  |  |  | Excess(+) | 1 | Full Conversion | INR | [13 empty] | 0 | 0 | 0 | [24 empty] | 0 | 0 | #VALUE!
23 | Layer III switch ( Planning & Development system LAN) | BI01010001010000000000000515BI0100001134 | 2 | No |  |  |  | Excess(+) | 1 | Full Conversion | INR | [13 empty] | 0 | 0 | 0 | [24 empty] | 0 | 0 | #VALUE!
24 | Routers
25 | Router for interfacing IT system & SCADA/DMS DR centre | BI01010001010000000000000515BI0100001136 | 2 | No |  |  |  | Excess(+) | 1 | Full Conversion | INR | [13 empty] | 0 | 0 | 0 | [24 empty] | 0 | 0 | #VALUE!
26 | Router at remote VDU | BI01010001010000000000000515BI0100001137 | 21 | No |  |  |  | Excess(+) | 1 | Full Conversion | INR | [13 empty] | 0 | 0 | 0 | [24 empty] | 0 | 0 | #VALUE!
27 | Security system (DMZ)
28 | Web server with load balancing | BI01010001010000000000000515BI0100001139 | 2 | No |  |  |  | Excess(+) | 1 | Full Conversion | INR | [13 empty] | 0 | 0 | 0 | [24 empty] | 0 | 0 | #VALUE!
29 | Mail server | BI01010001010000000000000515BI0100001140 | 2 | No |  |  |  | Excess(+) | 1 | Full Conversion | INR | [13 empty] | 0 | 0 | 0 | [24 empty] | 0 | 0 | #VALUE!
30 | Router | BI01010001010000000000000515BI0100001141 | 2 | No |  |  |  | Excess(+) | 1 | Full Conversion | INR | [13 empty] | 0 | 0 | 0 | [24 empty] | 0 | 0 | #VALUE!
31 | Firewall & network IDS/IPS | BI01010001010000000000000515BI0100001142 | 4 | No |  |  |  | Excess(+) | 1 | Full Conversion | INR | [13 empty] | 0 | 0 | 0 | [24 empty] | 0 | 0 | #VALUE!
32 | Layer III switch | BI01010001010000000000000515BI0100001143 | 2 | No |  |  |  | Excess(+) | 1 | Full Conversion | INR | [13 empty] | 0 | 0 | 0 | [24 empty] | 0 | 0 | #VALUE!
33 | Other Active Devices
34 | GPS Time synchronisation system | BI01010001010000000000000515BI0100001145 | 2 | Set |  |  |  | Excess(+) | 1 | Full Conversion | INR | [13 empty] | 0 | 0 | 0 | [24 empty] | 0 | 0 | #VALUE!
35 | Time, day & date digital displays | BI01010001010000000000000515BI0100001146 | 1 | Set |  |  |  | Excess(+) | 1 | Full Conversion | INR | [13 empty] | 0 | 0 | 0 | [24 empty] | 0 | 0 | #VALUE!
36 | Printers
37 | Color inkjet printer | BI01010001010000000000000515BI0100001148 | 2 | Set |  |  |  | Excess(+) | 1 | Full Conversion | INR | [13 empty] | 0 | 0 | 0 | [24 empty] | 0 | 0 | #VALUE!
38 | B/W Laser printer | BI01010001010000000000000515BI0100001149 | 2 | Set |  |  |  | Excess(+) | 1 | Full Conversion | INR | [13 empty] | 0 | 0 | 0 | [24 empty] | 0 | 0 | #VALUE!
39 | Software For Control Center
40 | SCADA software | BI01010001010000000000000515BI0100001151 | 1 | Lot |  |  |  | Excess(+) | 1 | Full Conversion | INR | [13 empty] | 0 | 0 | 0 | [24 empty] | 0 | 0 | #VALUE!
41 | ISR Software | BI01010001010000000000000515BI0100001152 | 1 | Lot |  |  |  | Excess(+) | 1 | Full Conversion | INR | [13 empty] | 0 | 0 | 0 | [24 empty] | 0 | 0 | #VALUE!
42 | DMS software | BI01010001010000000000000515BI0100001153 | 1 | Lot |  |  |  | Excess(+) | 1 | Full Conversion | INR | [13 empty] | 0 | 0 | 0 | [24 empty] | 0 | 0 | #VALUE!
43 | OMS Software | BI01010001010000000000000515BI0100001154 | 1 | Lot |  |  |  | Excess(+) | 1 | Full Conversion | INR | [13 empty] | 0 | 0 | 0 | [24 empty] | 0 | 0 | #VALUE!
44 | ICCP Software | BI01010001010000000000000515BI0100001155 | 1 | No |  |  |  | Excess(+) | 1 | Full Conversion | INR | [13 empty] | 0 | 0 | 0 | [24 empty] | 0 | 0 | #VALUE!
45 | DTS software | BI01010001010000000000000515BI0100001156 | 2 | Lot |  |  |  | Excess(+) | 1 | Full Conversion | INR | [13 empty] | 0 | 0 | 0 | [24 empty] | 0 | 0 | #VALUE!
46 | Developmental software | BI01010001010000000000000515BI0100001157 | 2 | Lot |  |  |  | Excess(+) | 1 | Full Conversion | INR | [13 empty] | 0 | 0 | 0 | [24 empty] | 0 | 0 | #VALUE!
47 | Network Management Software | BI01010001010000000000000515BI0100001158 | 1 | Lot |  |  |  | Excess(+) | 1 | Full Conversion | INR | [13 empty] | 0 | 0 | 0 | [24 empty] | 0 | 0 | #VALUE!
48 | WEB /Network security software (INCL IN WEBSERVER) | BI01010001010000000000000515BI0100001159 | 1 | Lot |  |  |  | Excess(+) | 1 | Full Conversion | INR | [13 empty] | 0 | 0 | 0 | [24 empty] | 0 | 0 | #VALUE!
49 | RDBMS package | BI01010001010000000000000515BI0100001160 | 1 | Lot |  |  |  | Excess(+) | 1 | Full Conversion | INR | [13 empty] | 0 | 0 | 0 | [24 empty] | 0 | 0 | #VALUE!
50 | GIS Adaptor/Engine for importing data from GIS system under IT system | BI01010001010000000000000515BI0100001161 | 1 | Lot |  |  |  | Excess(+) | 1 | Full Conversion | INR | [13 empty] | 0 | 0 | 0 | [24 empty] | 0 | 0 | #VALUE!
51 | Any other software to meet functional /performance requirement of MTS (GIS Sw ) | BI01010001010000000000000515BI0100001162 | 1 | Lot |  |  |  | Excess(+) | 1 | Full Conversion | INR | [13 empty] | 0 | 0 | 0 | [24 empty] | 0 | 0 | #VALUE!
52 | Mandatory Spares 5% of Control Centre Hardware | BI01010001010000000000000515BI0100001163 | 1 | LS |  |  |  | Excess(+) | 1 | Full Conversion | INR | [13 empty] | 0 | 0 | 0 | [24 empty] | 0 | 0 | #VALUE!
53 | Supply & Erection of Hardware For DR Center As per TS
54 | SCADA Server | BI01010001010000000000000515BI0100001165 | 2 | No |  |  |  | Excess(+) | 1 | Full Conversion | INR | [13 empty] | 0 | 0 | 0 | [24 empty] | 0 | 0 | #VALUE!
55 | DMS Server | BI01010001010000000000000515BI0100001166 | 2 | No |  |  |  | Excess(+) | 1 | Full Conversion | INR | [13 empty] | 0 | 0 | 0 | [24 empty] | 0 | 0 | #VALUE!
56 | OMS Server | BI01010001010000000000000515BI0100001167 | 2 | No |  |  |  | Excess(+) | 1 | Full Conversion | INR | [13 empty] | 0 | 0 | 0 | [24 empty] | 0 | 0 | #VALUE!
57 | FEP server with interface switches | BI01010001010000000000000515BI0100001168 | 2 | No |  |  |  | Excess(+) | 1 | Full Conversion | INR | [13 empty] | 0 | 0 | 0 | [24 empty] | 0 | 0 | #VALUE!
58 | ISR server | BI01010001010000000000000515BI0100001169 | 2 | No |  |  |  | Excess(+) | 1 | Full Conversion | INR | [13 empty] | 0 | 0 | 0 | [24 empty] | 0 | 0 | #VALUE!
59 | NMS server | BI01010001010000000000000515BI0100001170 | 2 | No |  |  |  | Excess(+) | 1 | Full Conversion | INR | [13 empty] | 0 | 0 | 0 | [24 empty] | 0 | 0 | #VALUE!
60 | DTS server | BI01010001010000000000000515BI0100001171 | 1 | No |  |  |  | Excess(+) | 1 | Full Conversion | INR | [13 empty] | 0 | 0 | 0 | [24 empty] | 0 | 0 | #VALUE!
61 | Developmental server | BI01010001010000000000000515BI0100001172 | 1 | No |  |  |  | Excess(+) | 1 | Full Conversion | INR | [13 empty] | 0 | 0 | 0 | [24 empty] | 0 | 0 | #VALUE!
62 | Commnunication Server incl ICCP | BI01010001010000000000000515BI0100001173 | 2 | No |  |  |  | Excess(+) | 1 | Full Conversion | INR | [13 empty] | 0 | 0 | 0 | [24 empty] | 0 | 0 | #VALUE!
63 | Web/Directory server | BI01010001010000000000000515BI0100001174 | 2 | No |  |  |  | Excess(+) | 1 | Full Conversion | INR | [13 empty] | 0 | 0 | 0 | [24 empty] | 0 | 0 | #VALUE!
64 | SMS gaterway | BI01010001010000000000000515BI0100001175 | 2 | No |  |  |  | Excess(+) | 1 | Full Conversion | INR | [13 empty] | 0 | 0 | 0 | [24 empty] | 0 | 0 | #VALUE!
65 | Workstation with dual TFT Monitors ( S/S monitoring) | BI01010001010000000000000515BI0100001176 | 5 | No |  |  |  | Excess(+) | 1 | Full Conversion | INR | [13 empty] | 0 | 0 | 0 | [24 empty] | 0 | 0 | #VALUE!
66 | Workstation with dual TFT Monitors (Network monitoring) | BI01010001010000000000000515BI0100001177 | 3 | No |  |  |  | Excess(+) | 1 | Full Conversion | INR | [13 empty] | 0 | 0 | 0 | [24 empty] | 0 | 0 | #VALUE!
67 | Developmental console with one TFT | BI01010001010000000000000515BI0100001178 | 2 | No |  |  |  | Excess(+) | 1 | Full Conversion | INR | [13 empty] | 0 | 0 | 0 | [24 empty] | 0 | 0 | #VALUE!
68 | DTS/Workstation Console with dual TFTs | BI01010001010000000000000515BI0100001179 | 2 | No |  |  |  | Excess(+) | 1 | Full Conversion | INR | [13 empty] | 0 | 0 | 0 | [24 empty] | 0 | 0 | #VALUE!
69 | Storage & Backup Devices
70 | External RAID Mass storage device ( for24 months online backup) | BI01010001010000000000000515BI0100001181 | 1 | No |  |  |  | Excess(+) | 1 | Full Conversion | INR | [13 empty] | 0 | 0 | 0 | [24 empty] | 0 | 0 | #VALUE!
71 | Exteranl DAT drive | BI01010001010000000000000515BI0100001182 | 1 | No |  |  |  | Excess(+) | 1 | Full Conversion | INR | [13 empty] | 0 | 0 | 0 | [24 empty] | 0 | 0 | #VALUE!
72 | Switches
73 | Layer III switch (SCADA/DMS LAN) | BI01010001010000000000000515BI0100001184 | 2 | No |  |  |  | Excess(+) | 1 | Full Conversion | INR | [13 empty] | 0 | 0 | 0 | [24 empty] | 0 | 0 | #VALUE!
74 | Layer III switch ( Planning & Development system LAN) | BI01010001010000000000000515BI0100001185 | 2 | No |  |  |  | Excess(+) | 1 | Full Conversion | INR | [13 empty] | 0 | 0 | 0 | [24 empty] | 0 | 0 | #VALUE!
75 | Routers
76 | Router for interfacing IT system & SCADA/DMS DR centre | BI01010001010000000000000515BI0100001187 | 2 | No |  |  |  | Excess(+) | 1 | Full Conversion | INR | [13 empty] | 0 | 0 | 0 | [24 empty] | 0 | 0 | #VALUE!
77 | Security system (DMZ)
78 | Web server with load balancing | BI01010001010000000000000515BI0100001189 | 2 | No |  |  |  | Excess(+) | 1 | Full Conversion | INR | [13 empty] | 0 | 0 | 0 | [24 empty] | 0 | 0 | #VALUE!
79 | Mail server | BI01010001010000000000000515BI0100001190 | 2 | No |  |  |  | Excess(+) | 1 | Full Conversion | INR | [13 empty] | 0 | 0 | 0 | [24 empty] | 0 | 0 | #VALUE!
80 | Router | BI01010001010000000000000515BI0100001191 | 2 | No |  |  |  | Excess(+) | 1 | Full Conversion | INR | [13 empty] | 0 | 0 | 0 | [24 empty] | 0 | 0 | #VALUE!
81 | Firewall & network IDS/IPS | BI01010001010000000000000515BI0100001192 | 4 | No |  |  |  | Excess(+) | 1 | Full Conversion | INR | [13 empty] | 0 | 0 | 0 | [24 empty] | 0 | 0 | #VALUE!
82 | Layer III switch | BI01010001010000000000000515BI0100001193 | 2 | No |  |  |  | Excess(+) | 1 | Full Conversion | INR | [13 empty] | 0 | 0 | 0 | [24 empty] | 0 | 0 | #VALUE!
83 | Other Active Devices
84 | GPS Time synchronisation system | BI01010001010000000000000515BI0100001195 | 2 | Set |  |  |  | Excess(+) | 1 | Full Conversion | INR | [13 empty] | 0 | 0 | 0 | [24 empty] | 0 | 0 | #VALUE!
85 | Time, day & date digital displays | BI01010001010000000000000515BI0100001196 | 1 | Set |  |  |  | Excess(+) | 1 | Full Conversion | INR | [13 empty] | 0 | 0 | 0 | [24 empty] | 0 | 0 | #VALUE!
86 | Printers
87 | Color inkjet printer | BI01010001010000000000000515BI0100001198 | 2 | Set |  |  |  | Excess(+) | 1 | Full Conversion | INR | [13 empty] | 0 | 0 | 0 | [24 empty] | 0 | 0 | #VALUE!
88 | B/W Laser printer | BI01010001010000000000000515BI0100001199 | 2 | Set |  |  |  | Excess(+) | 1 | Full Conversion | INR | [13 empty] | 0 | 0 | 0 | [24 empty] | 0 | 0 | #VALUE!
89 | Software For DR Center As per TS
90 | SCADA software | BI01010001010000000000000515BI0100001201 | 1 | Lot |  |  |  | Excess(+) | 1 | Full Conversion | INR | [13 empty] | 0 | 0 | 0 | [24 empty] | 0 | 0 | #VALUE!
91 | ISR Software | BI01010001010000000000000515BI0100001202 | 1 | Lot |  |  |  | Excess(+) | 1 | Full Conversion | INR | [13 empty] | 0 | 0 | 0 | [24 empty] | 0 | 0 | #VALUE!
92 | DMS software | BI01010001010000000000000515BI0100001203 | 1 | Lot |  |  |  | Excess(+) | 1 | Full Conversion | INR | [13 empty] | 0 | 0 | 0 | [24 empty] | 0 | 0 | #VALUE!
93 | OMS Software | BI01010001010000000000000515BI0100001204 | 1 | Lot |  |  |  | Excess(+) | 1 | Full Conversion | INR | [13 empty] | 0 | 0 | 0 | [24 empty] | 0 | 0 | #VALUE!
94 | DTS software | BI01010001010000000000000515BI0100001205 | 1 | Lot |  |  |  | Excess(+) | 1 | Full Conversion | INR | [13 empty] | 0 | 0 | 0 | [24 empty] | 0 | 0 | #VALUE!
95 | ICCP Software | BI01010001010000000000000515BI0100001206 | 1 | No |  |  |  | Excess(+) | 1 | Full Conversion | INR | [13 empty] | 0 | 0 | 0 | [24 empty] | 0 | 0 | #VALUE!
96 | Developmental software | BI01010001010000000000000515BI0100001207 | 1 | Lot |  |  |  | Excess(+) | 1 | Full Conversion | INR | [13 empty] | 0 | 0 | 0 | [24 empty] | 0 | 0 | #VALUE!
97 | Network Management Software | BI01010001010000000000000515BI0100001208 | 1 | Lot |  |  |  | Excess(+) | 1 | Full Conversion | INR | [13 empty] | 0 | 0 | 0 | [24 empty] | 0 | 0 | #VALUE!
98 | WEB /Network security software (incl in web server) | BI01010001010000000000000515BI0100001209 | 1 | Lot |  |  |  | Excess(+) | 1 | Full Conversion | INR | [13 empty] | 0 | 0 | 0 | [24 empty] | 0 | 0 | #VALUE!
99 | RDBMS package | BI01010001010000000000000515BI0100001210 | 1 | Lot |  |  |  | Excess(+) | 1 | Full Conversion | INR | [13 empty] | 0 | 0 | 0 | [24 empty] | 0 | 0 | #VALUE!
100 | GIS Adaptor/Engine for importing data from GIS system under IT system | BI01010001010000000000000515BI0100001211 | 1 | Lot |  |  |  | Excess(+) | 1 | Full Conversion | INR | [13 empty] | 0 | 0 | 0 | [24 empty] | 0 | 0 | #VALUE!
101 | Mandatory Spares 5% of DR Center Hardware | BI01010001010000000000000515BI0100001212 | 1 | LS |  |  |  | Excess(+) | 1 | Full Conversion | INR | [13 empty] | 0 | 0 | 0 | [24 empty] | 0 | 0 | #VALUE!
102 | RTU
103 | RTU base equipment comprising panels, racks, sub-racks, Power Supply modules, CPU, interfacing equipment, required converters & all other required items/accessories including complete wiring for all modules for locations mentioned at Vol Vi(Should be compatible for IEC 62056 along with other protocols mentioned in SBD) | BI01010001010000000000000515BI0100001214 | 102 | Set |  |  |  | Excess(+) | 1 | Full Conversion | INR | [13 empty] | 0 | 0 | 0 | [24 empty] | 0 | 0 | #VALUE!
104 | Multifunctuions transducers | BI01010001010000000000000515BI0100001215 | 320 | No |  |  |  | Excess(+) | 1 | Full Conversion | INR | [13 empty] | 0 | 0 | 0 | [24 empty] | 0 | 0 | #VALUE!
105 | Contact Multiplying Relays (CMRs) | BI01010001010000000000000515BI0100001216 | 14050 | No |  |  |  | Excess(+) | 1 | Full Conversion | INR | [13 empty] | 0 | 0 | 0 | [24 empty] | 0 | 0 | #VALUE!
106 | Heavy duty relays for Control | BI01010001010000000000000515BI0100001217 | 2830 | No |  |  |  | Excess(+) | 1 | Full Conversion | INR | [13 empty] | 0 | 0 | 0 | [24 empty] | 0 | 0 | #VALUE!
107 | Dummy Breaker Latching Relays | BI01010001010000000000000515BI0100001218 | 102 | No |  |  |  | Excess(+) | 1 | Full Conversion | INR | [13 empty] | 0 | 0 | 0 | [24 empty] | 0 | 0 | #VALUE!
108 | Transformer Transducers | BI01010001010000000000000515BI0100001219 | 1066 | No |  |  |  | Excess(+) | 1 | Full Conversion | INR | [13 empty] | 0 | 0 | 0 | [24 empty] | 0 | 0 | #VALUE!
109 | Single TFT PC for LDMS with 2 KVA UPS with 4 hrs. battery backup. | BI01010001010000000000000515BI0100001220 | 102 | No |  |  |  | Excess(+) | 1 | Full Conversion | INR | [13 empty] | 0 | 0 | 0 | [24 empty] | 0 | 0 | #VALUE!
110 | Layer II Switch for integration of Numerical Relay with RTU ( 24 Port CU +4 FO) ( Industrial grade ) IEC 61850 | BI01010001010000000000000515BI0100001221 | 102 | No |  |  |  | Excess(+) | 1 | Full Conversion | INR | [13 empty] | 0 | 0 | 0 | [24 empty] | 0 | 0 | #VALUE!
111 | Software For LDMS
112 | LDMS software | BI01010001010000000000000515BI0100001223 | 102 | No |  |  |  | Excess(+) | 1 | Full Conversion | INR | [13 empty] | 0 | 0 | 0 | [24 empty] | 0 | 0 | #VALUE!
113 | TEST EQUIPMENTS for RTU
114 | RTU Database Configuration & Maintenance Software tool | BI01010001010000000000000515BI0100001225 | 7 | No |  |  |  | Excess(+) | 1 | Full Conversion | INR | [13 empty] | 0 | 0 | 0 | [24 empty] | 0 | 0 | #VALUE!
115 | Master Station cum RTU Simulator & Protocol analyser software tool | BI01010001010000000000000515BI0100001226 | 7 | No |  |  |  | Excess(+) | 1 | Full Conversion | INR | [13 empty] | 0 | 0 | 0 | [24 empty] | 0 | 0 | #VALUE!
116 | Laptop (Min. Intel Core i7 12th Gen, 12 GB RAM/ 1 TB SSD/ window 11 / 15.6 inch Laptop) for above software tools along with interfacing hardware including Hub | BI01010001010000000000000515BI0100001227 | 7 | No |  |  |  | Excess(+) | 1 | Full Conversion | INR | [13 empty] | 0 | 0 | 0 | [24 empty] | 0 | 0 | #VALUE!
117 | Mandatory Spares 5% of RTU Hardware | BI01010001010000000000000515BI0100001228 | 1 | LS |  |  |  | Excess(+) | 1 | Full Conversion | INR | [13 empty] | 0 | 0 | 0 | [24 empty] | 0 | 0 | #VALUE!
118 | FRTUs
119 | Mini pole mounted FRTU base equipment along with enclosure suitable to work in open environment (Adequate protection from water & dust) , racks, sub-racks, Power Supply modules with power backup, I/o modules, CPU, interfacing equipment, required converters & all other required items/accessories including complete wiring for all modules for locations mentioned at Vol Vi, suitable with minimum digital inputs-70 nos, digital outputs- 30 Nos, 2 Nos ethernet ports, 2 nos RS- 485 ports. | BI01010001010000000000000515BI0100001230 | 2013 | No |  |  |  | Excess(+) | 1 | Full Conversion | INR | [13 empty] | 0 | 0 | 0 | [24 empty] | 0 | 0 | #VALUE!
120 | Contact Multiplying Relays (CMRs) | BI01010001010000000000000515BI0100001231 | 66456 | No |  |  |  | Excess(+) | 1 | Full Conversion | INR | [13 empty] | 0 | 0 | 0 | [24 empty] | 0 | 0 | #VALUE!
121 | Heavy duty relays for Control | BI01010001010000000000000515BI0100001232 | 37546 | No |  |  |  | Excess(+) | 1 | Full Conversion | INR | [13 empty] | 0 | 0 | 0 | [24 empty] | 0 | 0 | #VALUE!
122 | Multifunction trnasducer | BI01010001010000000000000515BI0100001233 | 3055 | No |  |  |  | Excess(+) | 1 | Full Conversion | INR | [13 empty] | 0 | 0 | 0 | [24 empty] | 0 | 0 | #VALUE!
123 | Test Equipments for FRTU
124 | FRTU Database Configuration & Maintenance Software tool | BI01010001010000000000000515BI0100001235 | 22 | No |  |  |  | Excess(+) | 1 | Full Conversion | INR | [13 empty] | 0 | 0 | 0 | [24 empty] | 0 | 0 | #VALUE!
125 | Master Station cum FRTU Simulator & Protocol analyser software tool | BI01010001010000000000000515BI0100001236 | 22 | No |  |  |  | Excess(+) | 1 | Full Conversion | INR | [13 empty] | 0 | 0 | 0 | [24 empty] | 0 | 0 | #VALUE!
126 | Laptop (Min. Intel Core i7 12th Gen, 12 GB RAM/ 1 TB SSD/ window 11 / 15.6-inch Laptop) PC for above software tools along with interfacing hardware including Hub | BI01010001010000000000000515BI0100001237 | 22 | No |  |  |  | Excess(+) | 1 | Full Conversion | INR | [13 empty] | 0 | 0 | 0 | [24 empty] | 0 | 0 | #VALUE!
127 | Mandatory Spares 5% of FRTU Hardware | BI01010001010000000000000515BI0100001238 | 1 | LS |  |  |  | Excess(+) | 1 | Full Conversion | INR | [13 empty] | 0 | 0 | 0 | [24 empty] | 0 | 0 | #VALUE!
128 | communucation system
129 | Supply & laying of optical fiber cable by HDD method including road restoration charges at 102 substations & SCADA control center & DR center cover in 200km area for Optical Fiber - (MPLS Links [point to Point connectivity at SCADA Control Centre & DR Control Centre on 100Mbps bandwith)
130 | Supply & Laying 48/24 core optical fibre cable | BI01010001010000000000000515BI0100001241 | 200000 | Meter |  |  |  | Excess(+) | 1 | Full Conversion | INR | [13 empty] | 0 | 0 | 0 | [24 empty] | 0 | 0 | #VALUE!
131 | Supply & Laying of PLB HDPE duct (40 MM) by HDD Method | BI01010001010000000000000515BI0100001242 | 200000 | Meter |  |  |  | Excess(+) | 1 | Full Conversion | INR | [13 empty] | 0 | 0 | 0 | [24 empty] | 0 | 0 | #VALUE!
132 | Supply & Installation of FDMS ( Joint Closure) | BI01010001010000000000000515BI0100001243 | 280 | No |  |  |  | Excess(+) | 1 | Full Conversion | INR | [13 empty] | 0 | 0 | 0 | [24 empty] | 0 | 0 | #VALUE!
133 | Supply & Installation of Route / Joint Indicator | BI01010001010000000000000515BI0100001244 | 1000 | No |  |  |  | Excess(+) | 1 | Full Conversion | INR | [13 empty] | 0 | 0 | 0 | [24 empty] | 0 | 0 | #VALUE!
134 | Supply & Installation Manhole | BI01010001010000000000000515BI0100001245 | 280 | No |  |  |  | Excess(+) | 1 | Full Conversion | INR | [13 empty] | 0 | 0 | 0 | [24 empty] | 0 | 0 | #VALUE!
135 | Supply & Installation fibre patch cord upto (1M) | BI01010001010000000000000515BI0100001246 | 10 | No |  |  |  | Excess(+) | 1 | Full Conversion | INR | [13 empty] | 0 | 0 | 0 | [24 empty] | 0 | 0 | #VALUE!
136 | Supply & Installation fibre patch cord upto (3M) | BI01010001010000000000000515BI0100001247 | 100 | No |  |  |  | Excess(+) | 1 | Full Conversion | INR | [13 empty] | 0 | 0 | 0 | [24 empty] | 0 | 0 | #VALUE!
137 | Supply & Installation fibre patch cord upto (5M) | BI01010001010000000000000515BI0100001248 | 100 | No |  |  |  | Excess(+) | 1 | Full Conversion | INR | [13 empty] | 0 | 0 | 0 | [24 empty] | 0 | 0 | #VALUE!
138 | Supply & Installation fibre patch cord upto (10M) | BI01010001010000000000000515BI0100001249 | 100 | No |  |  |  | Excess(+) | 1 | Full Conversion | INR | [13 empty] | 0 | 0 | 0 | [24 empty] | 0 | 0 | #VALUE!
139 | Supply & Installation - LIU- 42 Port (Rack Mounted) with all accessories. | BI01010001010000000000000515BI0100001250 | 5 | No |  |  |  | Excess(+) | 1 | Full Conversion | INR | [13 empty] | 0 | 0 | 0 | [24 empty] | 0 | 0 | #VALUE!
140 | Supply & Installation - LIU- 12 Port (Wall Mounted) with all accessories. | BI01010001010000000000000515BI0100001251 | 102 | No |  |  |  | Excess(+) | 1 | Full Conversion | INR | [13 empty] | 0 | 0 | 0 | [24 empty] | 0 | 0 | #VALUE!
141 | Annual charges for 100MBps Links with Remote VDUs & RTU (Link for MCC & DRCC) and Internet Link (for Web Browsing). | BI01010001010000000000000515BI0100001252 | 24 | No |  |  |  | Excess(+) | 1 | Full Conversion | INR | [13 empty] | 0 | 0 | 0 | [24 empty] | 0 | 0 | #VALUE!
142 | MPLS Router | BI01010001010000000000000515BI0100001253 | 102 | No |  |  |  | Excess(+) | 1 | Full Conversion | INR | [13 empty] | 0 | 0 | 0 | [24 empty] | 0 | 0 | #VALUE!
143 | Stringing of Optical Fiber cable overhead on existing poles
144 | Fiber optical cable stringing on existing poles | BI01010001010000000000000515BI0100001255 | 1 | Km |  |  |  | Excess(+) | 1 | Full Conversion | INR | [13 empty] | 0 | 0 | 0 | [24 empty] | 0 | 0 | #VALUE!
145 | Media Convertor | BI01010001010000000000000515BI0100001256 | 1 | No |  |  |  | Excess(+) | 1 | Full Conversion | INR | [13 empty] | 0 | 0 | 0 | [24 empty] | 0 | 0 | #VALUE!
146 | Switch for end point | BI01010001010000000000000515BI0100001257 | 1 | No |  |  |  | Excess(+) | 1 | Full Conversion | INR | [13 empty] | 0 | 0 | 0 | [24 empty] | 0 | 0 | #VALUE!
147 | Miscellionus items for fiber cable installation | BI01010001010000000000000515BI0100001258 | 1 | No |  |  |  | Excess(+) | 1 | Full Conversion | INR | [13 empty] | 0 | 0 | 0 | [24 empty] | 0 | 0 | #VALUE!
148 | GPRS
149 | Annual charges for 2 MBps Sim/ Links with FRTUs /FPI | BI01010001010000000000000515BI0100001260 | 3552 | No |  |  |  | Excess(+) | 1 | Full Conversion | INR | [13 empty] | 0 | 0 | 0 | [24 empty] | 0 | 0 | #VALUE!
150 | Modems (4G- Dual Sim) | BI01010001010000000000000515BI0100001261 | 2013 | No |  |  |  | Excess(+) | 1 | Full Conversion | INR | [13 empty] | 0 | 0 | 0 | [24 empty] | 0 | 0 | #VALUE!
151 | Mandatory Spares 5% of MPLS Router | BI01010001010000000000000515BI0100001262 | 1 | LS |  |  |  | Excess(+) | 1 | Full Conversion | INR | [13 empty] | 0 | 0 | 0 | [24 empty] | 0 | 0 | #VALUE!
152 | Main Equipments - Control centre
153 | 30kVA UPS with suitable rating running in parallel redundant mode* ( with VRLA type Battery banks for above UPS for minimum 2 HOURS backup duration) | BI01010001010000000000000515BI0100001264 | 2 | Set |  |  |  | Excess(+) | 1 | Full Conversion | INR | [13 empty] | 0 | 0 | 0 | [24 empty] | 0 | 0 | #VALUE!
154 | Main Equipments - DR Centre
155 | 30KVA UPS with suitable rating running in parallel redundant mode*( with VRLA type Battery banks for above UPS for minimum 2 HOURS backup duration) | BI01010001010000000000000515BI0100001266 | 2 | Set |  |  |  | Excess(+) | 1 | Full Conversion | INR | [13 empty] | 0 | 0 | 0 | [24 empty] | 0 | 0 | #VALUE!
156 | For RTU / Data Concentrator / Communication Eqpts.
157 | 48V DC Power Supply (DCPS) system based on SMPS with ( Battery bank for above DCPS (VRLA Type) for minimum 4 hrs backup ) | BI01010001010000000000000515BI0100001268 | 102 | Set |  |  |  | Excess(+) | 1 | Full Conversion | INR | [13 empty] | 0 | 0 | 0 | [24 empty] | 0 | 0 | #VALUE!
158 | For FRTU
159 | 24V DC Power Supply (DCPS) system based on SMPS with Battery bank for above DCPS (VRLA Type) for minimum 4 hrs backup | BI01010001010000000000000515BI0100001270 | 2013 | No |  |  |  | Excess(+) | 1 | Full Conversion | INR | [13 empty] | 0 | 0 | 0 | [24 empty] | 0 | 0 | #VALUE!
160 | Remote VDU location
161 | UPS (2 kVA ) | BI01010001010000000000000515BI0100001272 | 21 | Set |  |  |  | Excess(+) | 1 | Full Conversion | INR | [13 empty] | 0 | 0 | 0 | [24 empty] | 0 | 0 | #VALUE!
162 | Mandatory Spares 5% of UPS & DCPS | BI01010001010000000000000515BI0100001273 | 1 | LS |  |  |  | Excess(+) | 1 | Full Conversion | INR | [13 empty] | 0 | 0 | 0 | [24 empty] | 0 | 0 | #VALUE!
163 | Supply & Erection SECTIONLIZER
164 | 11 Kv Sectionlizer .Rod Type Earthing complete with GI strip(1 nos) & structure | BI01010001010000000000000515BI0100001275 | 1 | No |  |  |  | Excess(+) | 1 | Full Conversion | INR | [13 empty] | 0 | 0 | 0 | [24 empty] | 0 | 0 | #VALUE!
165 | FPI
166 | Supply & Erection 11 Kv FPI Communicable | BI01010001010000000000000515BI0100001277 | 1539 | No |  |  |  | Excess(+) | 1 | Full Conversion | INR | [13 empty] | 0 | 0 | 0 | [24 empty] | 0 | 0 | #VALUE!
167 | SCADA Compatible RMUs
168 | Supply & Erection of Outdoor type 11 KV SF6 type extensible and motorized 3 way smart Ring Main Unit (RMU) complete with One VCB and two LBS,FPI along with supply through 1 kVA auxilliary power transformer 11/0.230 KV as per Discom Specs along with other allied materials. to connect the same with system Rod Type Earthing complete with GI strip ( 2 nos) & foundation work | BI01010001010000000000000515BI0100001279 | 1333 | No |  |  |  | Excess(+) | 1 | Full Conversion | INR | [13 empty] | 0 | 0 | 0 | [24 empty] | 0 | 0 | #VALUE!
169 | Supply & Erectionof Outdoor type 11 KV SF6 type extensible and motorized 4-way smart Ring Main Unit (RMU) complete with two VCB and two LBS, FPI along with supply through 1 kVA auxilliary power transformer 11/0.230 KV as per Discom Specs along with other allied materials. to connect the same with system Rod Type Earthing complete with GI strip ( 2 nos) & foundation work | BI01010001010000000000000515BI0100001280 | 307 | No |  |  |  | Excess(+) | 1 | Full Conversion | INR | [13 empty] | 0 | 0 | 0 | [24 empty] | 0 | 0 | #VALUE!
170 | Supply & erection of Outdoor type 11 KV SF6 type extensible and motorized 5 -way smart Ring Main Unit (RMU) complete with three VCB and two LBS ,FPI along with supply through 1 kVA auxiliary power transformer 11/0.230 KV as per Discom Specs along with other allied material. to connect the same with system Rod Type Earthing complete with GI strip ( 2 nos) & foundation work | BI01010001010000000000000515BI0100001281 | 111 | No |  |  |  | Excess(+) | 1 | Full Conversion | INR | [13 empty] | 0 | 0 | 0 | [24 empty] | 0 | 0 | #VALUE!
171 | Supply & Erection of Outdoor type 33 KV SF6 type extensible and motorized 3-way smart Ring Main Unit (RMU) complete with one VCB and two LBS with FPI along with supply through 1 kVA auxiliary power transformer 11/0.230 KV as per Discom Specs along with other allied material. to connect the same with the system, Rod Type Earthing complete with GI strip ( 2 nos) & foundation work | BI01010001010000000000000515BI0100001282 | 204 | No |  |  |  | Excess(+) | 1 | Full Conversion | INR | [13 empty] | 0 | 0 | 0 | [24 empty] | 0 | 0 | #VALUE!
172 | Numerical relay /BCPU | BI01010001010000000000000515BI0100001283 | 723 | No |  |  |  | Excess(+) | 1 | Full Conversion | INR | [13 empty] | 0 | 0 | 0 | [24 empty] | 0 | 0 | #VALUE!
173 | Supply & Laying of 11 kV XLPE, 3 C X 300 Sq.mm Cable for 3 Way, 4 way & 5 way RMU ) | BI01010001010000000000000515BI0100001284 | 115.64 | Km |  |  |  | Excess(+) | 1 | Full Conversion | INR | [13 empty] | 0 | 0 | 0 | [24 empty] | 0 | 0 | #VALUE!
174 | 11KV XLPE Cable (3x300 sq.mm.) Heat Shrinkable Jointing kit Outdoor (3 Way, 4 way & 5 way RMU ) | BI01010001010000000000000515BI0100001285 | 11564 | Set |  |  |  | Excess(+) | 1 | Full Conversion | INR | [13 empty] | 0 | 0 | 0 | [24 empty] | 0 | 0 | #VALUE!
175 | Supply & Laying of 33 kV XLPE, 3 C X 400 Sq.mm Cable for (3 Way RMU - 33kV ) | BI01010001010000000000000515BI0100001286 | 9.18 | Km |  |  |  | Excess(+) | 1 | Full Conversion | INR | [13 empty] | 0 | 0 | 0 | [24 empty] | 0 | 0 | #VALUE!
176 | 33 KV Indoor/ Outdoor Box for (33 KV) | BI01010001010000000000000515BI0100001287 | 1224 | Set |  |  |  | Excess(+) | 1 | Full Conversion | INR | [13 empty] | 0 | 0 | 0 | [24 empty] | 0 | 0 | #VALUE!
177 | Mandatory Spares 5% Scada Enablers | BI01010001010000000000000515BI0100001288 | 1 | LS |  |  |  | Excess(+) | 1 | Full Conversion | INR | [13 empty] | 0 | 0 | 0 | [24 empty] | 0 | 0 | #VALUE!
178 | FMS SERVICES FOR 5 YEARS AFTER GO-L IVE | BI01010001010000000000000515BI0100001289 | 1 | LS |  |  |  | Excess(+) | 1 | Full Conversion | INR | [13 empty] | 0 | 0 | 0 | [24 empty] | 0 | 0 | #VALUE!
179 | Project Management Cost Including all Taxes & Duties
180 | Field survey for design, engineering, supply, installation, testing & commissioning and submit the final quantity of items for SCADA-DMS-OMS System | BI01010001010000000000000515BI0100001291 | 1 | LS |  |  |  | Excess(+) | 1 | Full Conversion | INR | [13 empty] | 0 | 0 | 0 | [24 empty] | 0 | 0 | #VALUE!
181 | Installation, commissioning, testing, Integration, cable Laying of SCADA, DMS and OMS System (Including all the necessary hardware, software, workstations, Printer, Cyber security, IT Tools, Storage devices, UPS with battery Bank, and other accessories of MCC). | BI01010001010000000000000515BI0100001292 | 1 | LS |  |  |  | Excess(+) | 1 | Full Conversion | INR | [13 empty] | 0 | 0 | 0 | [24 empty] | 0 | 0 | #VALUE!
182 | Installation, commissioning, testing, Integration, cable Laying of SCADA, DMS and OMS System (Including all the necessary hardware, software, workstations, Printer, Cyber security, IT Tools, Storage devices, UPS with Battery Bank, and other accessories of DRCC). | BI01010001010000000000000515BI0100001293 | 1 | LS |  |  |  | Excess(+) | 1 | Full Conversion | INR | [13 empty] | 0 | 0 | 0 | [24 empty] | 0 | 0 | #VALUE!
183 | Erection, Installation, commissioning, testing, Integration, cable Laying any minor civil work, for RTU including all the necessary hardware, accessories (CMR, HDR, MFT/MFM, Numerical Relays (IEDs), LDMS, DCPS with Battery Bank set). | BI01010001010000000000000515BI0100001294 | 1 | LS |  |  |  | Excess(+) | 1 | Full Conversion | INR | [13 empty] | 0 | 0 | 0 | [24 empty] | 0 | 0 | #VALUE!
184 | Erection, Installation, commissioning, testing, Integration, cable Laying any minor civil work, for FRTU including all the necessary hardware, accessories (CMR, HDR, MFT/MFM, DCPS with Battery Bank set). | BI01010001010000000000000515BI0100001295 | 1 | LS |  |  |  | Excess(+) | 1 | Full Conversion | INR | [13 empty] | 0 | 0 | 0 | [24 empty] | 0 | 0 | #VALUE!
185 | Installation, commissioning, testing, Integration, cable Laying of FPI (Including all the necessary hardware, software, and other accessories of FPI). | BI01010001010000000000000515BI0100001296 | 1 | LS |  |  |  | Excess(+) | 1 | Full Conversion | INR | [13 empty] | 0 | 0 | 0 | [24 empty] | 0 | 0 | #VALUE!
186 | Installation, commissioning, testing, Integration, cable Laying of RMU (Including all the necessary hardware, software, and other accessories of RMU). | BI01010001010000000000000515BI0100001297 | 1 | LS |  |  |  | Excess(+) | 1 | Full Conversion | INR | [13 empty] | 0 | 0 | 0 | [24 empty] | 0 | 0 | #VALUE!
187 | Enterprise Service Bus (ESB) is required for IT systems with all types of applications (Billing, RAPDRP, Non-RAPDRP, RTDAS, Call Centre, GIS, Weather System for weather forecast prediction, AMI, ERP, etc. ) integration with SCADA & Data recovery control center. | BI01010001010000000000000515BI0100001298 | 1 | LS |  |  |  | Excess(+) | 1 | Full Conversion | INR | [13 empty] | 0 | 0 | 0 | [24 empty] | 0 | 0 | #VALUE!
188 | Training for the Employees 1. Operator’s Training. 2. Maintenance Training | BI01010001010000000000000515BI0100001299 | 1 | LS |  |  |  | Excess(+) | 1 | Full Conversion | INR | [13 empty] | 0 | 0 | 0 | [24 empty] | 0 | 0 | #VALUE!
189 | DT Health Management ( DTHM) Installation, commissioning, testing, Integration, cable Laying Including all the necessary hardware, software, and other accessories.
190 | Supply & Installation of Lug temperature Sensors | BI01010001010000000000000515BI0100001301 | 7188 | No |  |  |  | Excess(+) | 1 | Full Conversion | INR | [13 empty] | 0 | 0 | 0 | [24 empty] | 0 | 0 | #VALUE!
191 | Supply & Installation of Oil Level Sensor | BI01010001010000000000000515BI0100001302 | 1797 | No |  |  |  | Excess(+) | 1 | Full Conversion | INR | [13 empty] | 0 | 0 | 0 | [24 empty] | 0 | 0 | #VALUE!
192 | Supply & Installation of Oil Temperature Sensors | BI01010001010000000000000515BI0100001303 | 3594 | No |  |  |  | Excess(+) | 1 | Full Conversion | INR | [13 empty] | 0 | 0 | 0 | [24 empty] | 0 | 0 | #VALUE!
193 | 4G/5G Gateway | BI01010001010000000000000515BI0100001304 | 1797 | No |  |  |  | Excess(+) | 1 | Full Conversion | INR | [13 empty] | 0 | 0 | 0 | [24 empty] | 0 | 0 | #VALUE!
194 | Any other sensor | BI01010001010000000000000515BI0100001305 | 3594 | No |  |  |  | Excess(+) | 1 | Full Conversion | INR | [13 empty] | 0 | 0 | 0 | [24 empty] | 0 | 0 | #VALUE!
195 | Software as a Service (SaaS) based web-dash board( 12 Month) | BI01010001010000000000000515BI0100001306 | 1 | Lot |  |  |  | Excess(+) | 1 | Full Conversion | INR | [13 empty] | 0 | 0 | 0 | [24 empty] | 0 | 0 | #VALUE!
196 | Annual Maintenance ( 12 month) | BI01010001010000000000000515BI0100001307 | 1 | Lot |  |  |  | Excess(+) | 1 | Full Conversion | INR | [13 empty] | 0 | 0 | 0 | [24 empty] | 0 | 0 | #VALUE!
197 | Drone based asset management Installation, commissioning, testing, Integration, cable Laying Including all the necessary hardware, software, and other accessories.
198 | Supervisor | BI01010001010000000000000515BI0100001309 | 200 | Ckm |  |  |  | Excess(+) | 1 | Full Conversion | INR | [13 empty] | 0 | 0 | 0 | [24 empty] | 0 | 0 | #VALUE!
199 | Drone rental | BI01010001010000000000000515BI0100001310 | 200 | Ckm |  |  |  | Excess(+) | 1 | Full Conversion | INR | [13 empty] | 0 | 0 | 0 | [24 empty] | 0 | 0 | #VALUE!
200 | Payload rental | BI01010001010000000000000515BI0100001311 | 200 | Ckm |  |  |  | Excess(+) | 1 | Full Conversion | INR | [13 empty] | 0 | 0 | 0 | [24 empty] | 0 | 0 | #VALUE!
201 | Data collection | BI01010001010000000000000515BI0100001312 | 200 | Ckm |  |  |  | Excess(+) | 1 | Full Conversion | INR | [13 empty] | 0 | 0 | 0 | [24 empty] | 0 | 0 | #VALUE!
202 | Transportation | BI01010001010000000000000515BI0100001313 | 200 | Ckm |  |  |  | Excess(+) | 1 | Full Conversion | INR | [13 empty] | 0 | 0 | 0 | [24 empty] | 0 | 0 | #VALUE!
203 | Demand Response Installation, commissioning, testing, Integration, cable Laying Including all the necessary hardware, software, and other accessories.
204 | Autogrid - 50 k participants (Annual License &Integration) | BI01010001010000000000000515BI0100001315 | 1 | Lot |  |  |  | Excess(+) | 1 | Full Conversion | INR | [13 empty] | 0 | 0 | 0 | [24 empty] | 0 | 0 | #VALUE!
205 | Autogrid - 200 k participants (Annual License &Integration) | BI01010001010000000000000515BI0100001316 | 1 | Lot |  |  |  | Excess(+) | 1 | Full Conversion | INR | [13 empty] | 0 | 0 | 0 | [24 empty] | 0 | 0 | #VALUE!
206 | Autogrid - 250 k participants (Annual License &Integration) | BI01010001010000000000000515BI0100001317 | 1 | Lot |  |  |  | Excess(+) | 1 | Full Conversion | INR | [13 empty] | 0 | 0 | 0 | [24 empty] | 0 | 0 | #VALUE!
207 | Voltage Regulation and Harmonics Management Installation, commissioning, testing, Integration, cable Laying Including all the necessary hardware, software, and other accessories.
208 | Power Quality Meter/ Analyser | BI01010001010000000000000515BI0100001319 | 102 | No |  |  |  | Excess(+) | 1 | Full Conversion | INR | [13 empty] | 0 | 0 | 0 | [24 empty] | 0 | 0 | #VALUE!
209 | Active Harmonics Filter | BI01010001010000000000000515BI0100001320 | 102 | No |  |  |  | Excess(+) | 1 | Full Conversion | INR | [13 empty] | 0 | 0 | 0 | [24 empty] | 0 | 0 | #VALUE!
210 | Smart Inverter (Pilot) | BI01010001010000000000000515BI0100001321 | 102 | No |  |  |  | Excess(+) | 1 | Full Conversion | INR | [13 empty] | 0 | 0 | 0 | [24 empty] | 0 | 0 | #VALUE!
211 | GIS Mapping Update and Integration
212 | Asset survey update | BI01010001010000000000000515BI0100001323 | 1 | Lot |  |  |  | Excess(+) | 1 | Full Conversion | INR | [13 empty] | 0 | 0 | 0 | [24 empty] | 0 | 0 | #VALUE!
213 | GIS software operations and maintenance (AMC) | BI01010001010000000000000515BI0100001324 | 1 | Lot |  |  |  | Excess(+) | 1 | Full Conversion | INR | [13 empty] | 0 | 0 | 0 | [24 empty] | 0 | 0 | #VALUE!
214 | GIS software Integration with AMI | BI01010001010000000000000515BI0100001325 | 1 | Lot |  |  |  | Excess(+) | 1 | Full Conversion | INR | [13 empty] | 0 | 0 | 0 | [24 empty] | 0 | 0 | #VALUE!
215 | Network Planning Tool
216 | Network Planning Tool (AMC support for 1 year) | BI01010001010000000000000515BI0100001327 | 1 | Lot |  |  |  | Excess(+) | 1 | Full Conversion | INR | [13 empty] | 0 | 0 | 0 | [24 empty] | 0 | 0 | #VALUE!
217 | IT Service Cost(2.5 %) - Installation , Commissioning , system integration etc. | BI01010001010000000000000515BI0100001328 | 1 | Lot |  |  |  | Excess(+) | 1 | Full Conversion | INR | [13 empty] | 0 | 0 | 0 | [24 empty] | 0 | 0 | #VALUE!
218 | Capacity building and handholding support | BI01010001010000000000000515BI0100001329 | 1 | Lot |  |  |  | Excess(+) | 1 | Full Conversion | INR | [13 empty] | 0 | 0 | 0 | [24 empty] | 0 | 0 | #VALUE!
219 | Supply & Erection for New 33 KV Line by UG Cabling by open trench method (3x400 sq mm) as per technical specifications, as per scope of works and approved drawings
220 | Supply & Erection of 11 Mtr PCC Poles - (PCC Pole as per state practice) | BI01010001010000000000000515BI0100001331 | 194 | No |  |  |  | Excess(+) | 1 | Full Conversion | INR | [13 empty] | 0 | 0 | 0 | [24 empty] | 0 | 0 | #VALUE!
221 | Supply & Erection of M.S. channel 100x50mm 2.4Mtr. Long. | BI01010001010000000000000515BI0100001332 | 485 | No |  |  |  | Excess(+) | 1 | Full Conversion | INR | [13 empty] | 0 | 0 | 0 | [24 empty] | 0 | 0 | #VALUE!
222 | Supply & Erection of Stone Pad.(300x300x75 mm) | BI01010001010000000000000515BI0100001333 | 194 | No |  |  |  | Excess(+) | 1 | Full Conversion | INR | [13 empty] | 0 | 0 | 0 | [24 empty] | 0 | 0 | #VALUE!
223 | Supply & Erection of 33 KV Polymer Pin Insulator with Nut & Bolt . | BI01010001010000000000000515BI0100001334 | 290 | No |  |  |  | Excess(+) | 1 | Full Conversion | INR | [13 empty] | 0 | 0 | 0 | [24 empty] | 0 | 0 | #VALUE!
224 | Supply & Erection of G.I.Pipe 150mm Dia | BI01010001010000000000000515BI0100001335 | 580 | Meter |  |  |  | Excess(+) | 1 | Full Conversion | INR | [13 empty] | 0 | 0 | 0 | [24 empty] | 0 | 0 | #VALUE!
225 | Supply & Erection of M.S.Holding clamps | BI01010001010000000000000515BI0100001336 | 1932 | No |  |  |  | Excess(+) | 1 | Full Conversion | INR | [13 empty] | 0 | 0 | 0 | [24 empty] | 0 | 0 | #VALUE!
226 | Supply & Erection of Bolts, Nuts & Washers | BI01010001010000000000000515BI0100001337 | 97 | Kg |  |  |  | Excess(+) | 1 | Full Conversion | INR | [13 empty] | 0 | 0 | 0 | [24 empty] | 0 | 0 | #VALUE!
227 | Supply & Erection of Number Plate with clamp & Nut & Bolt. | BI01010001010000000000000515BI0100001338 | 194 | No |  |  |  | Excess(+) | 1 | Full Conversion | INR | [13 empty] | 0 | 0 | 0 | [24 empty] | 0 | 0 | #VALUE!
228 | Supply & Erection of Danger Board with clamp & Nut & Bolt | BI01010001010000000000000515BI0100001339 | 194 | No |  |  |  | Excess(+) | 1 | Full Conversion | INR | [13 empty] | 0 | 0 | 0 | [24 empty] | 0 | 0 | #VALUE!
229 | Supply & Erection of G.I. Barbed wire | BI01010001010000000000000515BI0100001340 | 386 | Kg |  |  |  | Excess(+) | 1 | Full Conversion | INR | [13 empty] | 0 | 0 | 0 | [24 empty] | 0 | 0 | #VALUE!
230 | Supply & Erection of Insulated Dog Conductor (Al-59 ACS) | BI01010001010000000000000515BI0100001341 | 1159 | Meter |  |  |  | Excess(+) | 1 | Full Conversion | INR | [13 empty] | 0 | 0 | 0 | [24 empty] | 0 | 0 | #VALUE!
231 | Concreating of Pole support 0.44CuM | BI01010001010000000000000515BI0100001342 | 194 | No |  |  |  | Excess(+) | 1 | Full Conversion | INR | [13 empty] | 0 | 0 | 0 | [24 empty] | 0 | 0 | #VALUE!
232 | Earthing of Pole by M.S.Earthing Rod 2540x20mm & 6SWG G.I.Earthing wire (2.0Kg). | BI01010001010000000000000515BI0100001343 | 194 | No |  |  |  | Excess(+) | 1 | Full Conversion | INR | [13 empty] | 0 | 0 | 0 | [24 empty] | 0 | 0 | #VALUE!
233 | Supply & Erection of Al.Binding wire | BI01010001010000000000000515BI0100001344 | 97 | Kg |  |  |  | Excess(+) | 1 | Full Conversion | INR | [13 empty] | 0 | 0 | 0 | [24 empty] | 0 | 0 | #VALUE!
234 | Supply & Erection of 33 KV Cable Route Marker | BI01010001010000000000000515BI0100001345 | 434 | No |  |  |  | Excess(+) | 1 | Full Conversion | INR | [13 empty] | 0 | 0 | 0 | [24 empty] | 0 | 0 | #VALUE!
235 | Sundries Items. | BI01010001010000000000000515BI0100001346 | 48 | LS |  |  |  | Excess(+) | 1 | Full Conversion | INR | [13 empty] | 0 | 0 | 0 | [24 empty] | 0 | 0 | #VALUE!
236 | 33KV Cable laying.
237 | Supply of Cable H.T.XLPE 33KV 3x400SQ.M.M | BI01010001010000000000000515BI0100001348 | 48300 | Meter |  |  |  | Excess(+) | 1 | Full Conversion | INR | [13 empty] | 0 | 0 | 0 | [24 empty] | 0 | 0 | #VALUE!
238 | Supply of Cable Box O/D 33KV 3x400 XLPE | BI01010001010000000000000515BI0100001349 | 194 | No |  |  |  | Excess(+) | 1 | Full Conversion | INR | [13 empty] | 0 | 0 | 0 | [24 empty] | 0 | 0 | #VALUE!
239 | 33KV 3x400Sq.mm XLPE cable laying charges in Air for Cable riser Double Pole | BI01010001010000000000000515BI0100001350 | 4830 | Meter |  |  |  | Excess(+) | 1 | Full Conversion | INR | [13 empty] | 0 | 0 | 0 | [24 empty] | 0 | 0 | #VALUE!
240 | Digging of trench of size (750x1200)mm | BI01010001010000000000000515BI0100001351 | 43470 | Meter |  |  |  | Excess(+) | 1 | Full Conversion | INR | [13 empty] | 0 | 0 | 0 | [24 empty] | 0 | 0 | #VALUE!
241 | Laying of 33KV 3x400SQ.M.M XLPE Cable laying charges with sand & Brick in open cut method (Restoration charges will be paid on an actual charge) | BI01010001010000000000000515BI0100001352 | 48300 | Meter |  |  |  | Excess(+) | 1 | Full Conversion | INR | [13 empty] | 0 | 0 | 0 | [24 empty] | 0 | 0 | #VALUE!
242 | Making of Cable Box O/D 33KV 3x400 XLPE | BI01010001010000000000000515BI0100001353 | 194 | No |  |  |  | Excess(+) | 1 | Full Conversion | INR | [13 empty] | 0 | 0 | 0 | [24 empty] | 0 | 0 | #VALUE!
243 | Cartage of 33KV 3x400SQ.M.M XLPE cable. | BI01010001010000000000000515BI0100001354 | 48300 | Meter |  |  |  | Excess(+) | 1 | Full Conversion | INR | [13 empty] | 0 | 0 | 0 | [24 empty] | 0 | 0 | #VALUE!
244 | Supply and erection of a new 33 KV Line using UG Cabling by the trenchless method (3x400 sq mm) as per the technical specifications, the scope of works, and approved drawings.
245 | Supply & Erection of 11 Mtr PCC Poles - (PCC Pole as per state practice) | BI01010001010000000000000515BI0100001356 | 128 | No |  |  |  | Excess(+) | 1 | Full Conversion | INR |  | 1 | 1 |  | 1 | 1 | 1 | 1 | 1 | 1 |  |  |  | 0 | 0 | 0 | [24 empty] | 0 | 0 | #VALUE!
246 | Supply & Erection of M.S. channel 100x50mm 2.4Mtr. Long. | BI01010001010000000000000515BI0100001357 | 316 | No |  |  |  | Excess(+) | 1 | Full Conversion | INR |  | 1 | 1 |  | 1 | 1 | 1 | 1 | 1 | 1 |  |  |  | 0 | 0 | 0 | [24 empty] | 0 | 0 | #VALUE!
247 | Supply & Erection of Stone Pad.(300x300x75 mm) | BI01010001010000000000000515BI0100001358 | 128 | No |  |  |  | Excess(+) | 1 | Full Conversion | INR |  | 1 | 1 |  | 1 | 1 | 1 | 1 | 1 | 1 |  |  |  | 0 | 0 | 0 | [24 empty] | 0 | 0 | #VALUE!
248 | Supply & Erection of 33 KV Polymer Pin Insulator with Nut & Bolt . | BI01010001010000000000000515BI0100001359 | 190 | No |  |  |  | Excess(+) | 1 | Full Conversion | INR |  | 1 | 1 |  | 1 | 1 | 1 | 1 | 1 | 1 |  |  |  | 0 | 0 | 0 | [24 empty] | 0 | 0 | #VALUE!
249 | Supply & Erection of G.I.Pipe 150mm Dia | BI01010001010000000000000515BI0100001360 | 380 | Meter |  |  |  | Excess(+) | 1 | Full Conversion | INR |  | 1 | 1 |  | 1 | 1 | 1 | 1 | 1 | 1 |  |  |  | 0 | 0 | 0 | [24 empty] | 0 | 0 | #VALUE!
250 | Supply & Erection of M.S.Holding clamps | BI01010001010000000000000515BI0100001361 | 1265 | No |  |  |  | Excess(+) | 1 | Full Conversion | INR |  | 1 | 1 |  | 1 | 1 | 1 | 1 | 1 | 1 |  |  |  | 0 | 0 | 0 | [24 empty] | 0 | 0 | #VALUE!
251 | Supply & Erection of Bolts, Nuts & Washers | BI01010001010000000000000515BI0100001362 | 63 | Kg |  |  |  | Excess(+) | 1 | Full Conversion | INR |  | 1 | 1 |  | 1 | 1 | 1 | 1 | 1 | 1 |  |  |  | 0 | 0 | 0 | [24 empty] | 0 | 0 | #VALUE!
252 | Supply & Erection of Number Plate with clamp & Nut & Bolt. | BI01010001010000000000000515BI0100001363 | 128 | No |  |  |  | Excess(+) | 1 | Full Conversion | INR |  | 1 | 1 |  | 1 | 1 | 1 | 1 | 1 | 1 |  |  |  | 0 | 0 | 0 | [24 empty] | 0 | 0 | #VALUE!
253 | Supply & Erection of Danger Board with clamp & Nut & Bolt | BI01010001010000000000000515BI0100001364 | 128 | No |  |  |  | Excess(+) | 1 | Full Conversion | INR |  | 1 | 1 |  | 1 | 1 | 1 | 1 | 1 | 1 |  |  |  | 0 | 0 | 0 | [24 empty] | 0 | 0 | #VALUE!
254 | Supply & Erection of G.I. Barbed wire | BI01010001010000000000000515BI0100001365 | 253 | Kg |  |  |  | Excess(+) | 1 | Full Conversion | INR |  | 1 | 1 |  | 1 | 1 | 1 | 1 | 1 | 1 |  |  |  | 0 | 0 | 0 | [24 empty] | 0 | 0 | #VALUE!
255 | Supply & Erection of Insulated Dog Conductor(AL-59 ACS) | BI01010001010000000000000515BI0100001366 | 759 | Meter |  |  |  | Excess(+) | 1 | Full Conversion | INR |  | 1 | 1 |  | 1 | 1 | 1 | 1 | 1 | 1 |  |  |  | 0 | 0 | 0 | [24 empty] | 0 | 0 | #VALUE!
256 | Concreating of Pole support 0.44CuM | BI01010001010000000000000515BI0100001367 | 128 | No |  |  |  | Excess(+) | 1 | Full Conversion | INR | [13 empty] | 0 | 0 | 0 | [24 empty] | 0 | 0 | #VALUE!
257 | Supply & Erection of Earthing of Pole by M.S.Earthing Rod 2540x20mm & 6SWG G.I.Earthing wire | BI01010001010000000000000515BI0100001368 | 128 | No |  |  |  | Excess(+) | 1 | Full Conversion | INR |  | 1 | 1 |  | 1 | 1 | 1 | 1 | 1 | 1 |  |  |  | 0 | 0 | 0 | [24 empty] | 0 | 0 | #VALUE!
258 | Supply & Erection of Al.Binding wire | BI01010001010000000000000515BI0100001369 | 63 | Kg |  |  |  | Excess(+) | 1 | Full Conversion | INR |  | 1 | 1 |  | 1 | 1 | 1 | 1 | 1 | 1 |  |  |  | 0 | 0 | 0 | [24 empty] | 0 | 0 | #VALUE!
259 | Supply & Erection of 33 KV Cable Route Marker | BI01010001010000000000000515BI0100001370 | 285 | No |  |  |  | Excess(+) | 1 | Full Conversion | INR |  | 1 | 1 |  | 1 | 1 | 1 | 1 | 1 | 1 |  |  |  | 0 | 0 | 0 | [24 empty] | 0 | 0 | #VALUE!
260 | Sundries Items. | BI01010001010000000000000515BI0100001371 | 31 | LS |  |  |  | Excess(+) | 1 | Full Conversion | INR |  | 1 | 1 |  | 1 | 1 | 1 | 1 | 1 | 1 |  |  |  | 0 | 0 | 0 | [24 empty] | 0 | 0 | #VALUE!
261 | Supply & laying of 33KV Cable
262 | Supply of Cable H.T.XLPE 33KV 3x400SQ.M.M | BI01010001010000000000000515BI0100001373 | 31630 | Meter |  |  |  | Excess(+) | 1 | Full Conversion | INR | [13 empty] | 0 | 0 | 0 | [24 empty] | 0 | 0 | #VALUE!
263 | Supply of Cable Box O/D 33KV 3x400 XLPE | BI01010001010000000000000515BI0100001374 | 128 | No |  |  |  | Excess(+) | 1 | Full Conversion | INR | [13 empty] | 0 | 0 | 0 | [24 empty] | 0 | 0 | #VALUE!
264 | 33KV 3x400Sq.mm XLPE cable laying charges in Air for Cable riser Double Pole | BI01010001010000000000000515BI0100001375 | 3163 | Meter |  |  |  | Excess(+) | 1 | Full Conversion | INR | [13 empty] | 0 | 0 | 0 | [24 empty] | 0 | 0 | #VALUE!
265 | Supply & laying of HDPE Pipe PE-80, PN-6, DN-160mm dia Pipe for laying of 33KV, 3x300Sq.mm, XLPE Cable with HDD (trenchless) method.(Restoration charges will be paid on an actual charge) | BI01010001010000000000000515BI0100001376 | 28467 | Meter |  |  |  | Excess(+) | 1 | Full Conversion | INR | [13 empty] | 0 | 0 | 0 | [24 empty] | 0 | 0 | #VALUE!
266 | Making of Cable Box O/D 33KV 3x400 XLPE | BI01010001010000000000000515BI0100001377 | 128 | No |  |  |  | Excess(+) | 1 | Full Conversion | INR | [13 empty] | 0 | 0 | 0 | [24 empty] | 0 | 0 | #VALUE!
267 | Cartage of 33KV 3x400SQ.M.M XLPE cable. | BI01010001010000000000000515BI0100001378 | 31630 | Meter |  |  |  | Excess(+) | 1 | Full Conversion | INR | [13 empty] | 0 | 0 | 0 | [24 empty] | 0 | 0 | #VALUE!
268 | Supply & Erection of of Heat Shrinkable Jointing Straight Through Kit for 33 KV 3x400 sq. mm XLPE Cable | BI01010001010000000000000515BI0100001379 | 1 | No |  |  |  | Excess(+) | 1 | Full Conversion | INR | [13 empty] | 0 | 0 | 0 | [24 empty] | 0 | 0 | #VALUE!
269 | Supply & Erection for New 11 KV Line by UG Cabling by open trench method (3x300 sq mm) as per technical specifications, scope of works and approved drawings
270 | Supply & Erection of 11 Mtr PCC Poles - (PCC Pole as per state practice) | BI01010001010000000000000515BI0100001381 | 152 | No |  |  |  | Excess(+) | 1 | Full Conversion | INR | [13 empty] | 0 | 0 | 0 | [24 empty] | 0 | 0 | #VALUE!
271 | Supply & Erection of M.S. channel 100x50mm 2.4Mtr. Long. | BI01010001010000000000000515BI0100001382 | 380 | No |  |  |  | Excess(+) | 1 | Full Conversion | INR | [13 empty] | 0 | 0 | 0 | [24 empty] | 0 | 0 | #VALUE!
272 | Supply & Erection of Stone Pad.(300x300x75 mm) | BI01010001010000000000000515BI0100001383 | 152 | No |  |  |  | Excess(+) | 1 | Full Conversion | INR | [13 empty] | 0 | 0 | 0 | [24 empty] | 0 | 0 | #VALUE!
273 | Supply & Erection of 11 KV 5 KN Polymer Pin Insulators with Nut & Bolt. | BI01010001010000000000000515BI0100001384 | 228 | No |  |  |  | Excess(+) | 1 | Full Conversion | INR | [13 empty] | 0 | 0 | 0 | [24 empty] | 0 | 0 | #VALUE!
274 | Supply & Erection of G.I.Pipe 150mm Dia | BI01010001010000000000000515BI0100001385 | 457 | Meter |  |  |  | Excess(+) | 1 | Full Conversion | INR | [13 empty] | 0 | 0 | 0 | [24 empty] | 0 | 0 | #VALUE!
275 | Supply & Erection of M.S.Holding clamp | BI01010001010000000000000515BI0100001386 | 1523 | No |  |  |  | Excess(+) | 1 | Full Conversion | INR | [13 empty] | 0 | 0 | 0 | [24 empty] | 0 | 0 | #VALUE!
276 | Supply & Erection of Bolts, Nuts & Washers | BI01010001010000000000000515BI0100001387 | 76 | Kg |  |  |  | Excess(+) | 1 | Full Conversion | INR | [13 empty] | 0 | 0 | 0 | [24 empty] | 0 | 0 | #VALUE!
277 | Supply & Erection of Number Plate with clamp & Nut & Bolt. | BI01010001010000000000000515BI0100001388 | 152 | No |  |  |  | Excess(+) | 1 | Full Conversion | INR | [13 empty] | 0 | 0 | 0 | [24 empty] | 0 | 0 | #VALUE!
278 | Supply & Erection of Danger Board with clamp & Nut Bolt. | BI01010001010000000000000515BI0100001389 | 152 | No |  |  |  | Excess(+) | 1 | Full Conversion | INR | [13 empty] | 0 | 0 | 0 | [24 empty] | 0 | 0 | #VALUE!
279 | Supply & Erection of G.I. Barbed wire | BI01010001010000000000000515BI0100001390 | 305 | Kg |  |  |  | Excess(+) | 1 | Full Conversion | INR | [13 empty] | 0 | 0 | 0 | [24 empty] | 0 | 0 | #VALUE!
280 | Supply & Erection of Insulated Dog Conductor(AL-59 ACS) | BI01010001010000000000000515BI0100001391 | 914 | Meter |  |  |  | Excess(+) | 1 | Full Conversion | INR | [13 empty] | 0 | 0 | 0 | [24 empty] | 0 | 0 | #VALUE!
281 | Concreating of Pole support 0.44CuM | BI01010001010000000000000515BI0100001392 | 152 | No |  |  |  | Excess(+) | 1 | Full Conversion | INR | [13 empty] | 0 | 0 | 0 | [24 empty] | 0 | 0 | #VALUE!
282 | Supply & Erection of Earthing of Pole by M.S.Earthing Rod 2540x20mm & 6SWG G.I.Earthing wire | BI01010001010000000000000515BI0100001393 | 152 | No |  |  |  | Excess(+) | 1 | Full Conversion | INR | [13 empty] | 0 | 0 | 0 | [24 empty] | 0 | 0 | #VALUE!
283 | Supply & Erection of Al.Binding wire | BI01010001010000000000000515BI0100001394 | 76 | Kg |  |  |  | Excess(+) | 1 | Full Conversion | INR | [13 empty] | 0 | 0 | 0 | [24 empty] | 0 | 0 | #VALUE!
284 | Sundries Items. | BI01010001010000000000000515BI0100001395 | 38 | LS |  |  |  | Excess(+) | 1 | Full Conversion | INR | [13 empty] | 0 | 0 | 0 | [24 empty] | 0 | 0 | #VALUE!
285 | Supply & Laying of 11KV Cable
286 | Supply of11KV XLPE cable 3x300 Sqmm | BI01010001010000000000000515BI0100001397 | 38070 | Meter |  |  |  | Excess(+) | 1 | Full Conversion | INR | [13 empty] | 0 | 0 | 0 | [24 empty] | 0 | 0 | #VALUE!
287 | Supply of Heat Shrinkable jointing kit for 11 kV 3x300 Sq. mm. XLPE outdoor | BI01010001010000000000000515BI0100001398 | 152 | No |  |  |  | Excess(+) | 1 | Full Conversion | INR | [13 empty] | 0 | 0 | 0 | [24 empty] | 0 | 0 | #VALUE!
288 | 11KV cable laying charges in Air for End Double Pole/ Riser Double Pole | BI01010001010000000000000515BI0100001399 | 3807 | Meter |  |  |  | Excess(+) | 1 | Full Conversion | INR | [13 empty] | 0 | 0 | 0 | [24 empty] | 0 | 0 | #VALUE!
289 | Digging of trench of size (750*1050) mm | BI01010001010000000000000515BI0100001400 | 34263 | Meter |  |  |  | Excess(+) | 1 | Full Conversion | INR | [13 empty] | 0 | 0 | 0 | [24 empty] | 0 | 0 | #VALUE!
290 | 11KV Cable laying charges with sand & Brick in open cut method (Restoration charges will be paid on an actual basis) | BI01010001010000000000000515BI0100001401 | 34263 | Meter |  |  |  | Excess(+) | 1 | Full Conversion | INR | [13 empty] | 0 | 0 | 0 | [24 empty] | 0 | 0 | #VALUE!
291 | Making of 11KV cable Boxes 3x300 Sqmm O/D type | BI01010001010000000000000515BI0100001402 | 152 | No |  |  |  | Excess(+) | 1 | Full Conversion | INR | [13 empty] | 0 | 0 | 0 | [24 empty] | 0 | 0 | #VALUE!
292 | Supply & Erection of 11 KV Cable Route Marker | BI01010001010000000000000515BI0100001403 | 342 | No |  |  |  | Excess(+) | 1 | Full Conversion | INR | [13 empty] | 0 | 0 | 0 | [24 empty] | 0 | 0 | #VALUE!
293 | Cartage of 11KV cable 3x300 Sqmm | BI01010001010000000000000515BI0100001404 | 38070 | Meter |  |  |  | Excess(+) | 1 | Full Conversion | INR | [13 empty] | 0 | 0 | 0 | [24 empty] | 0 | 0 | #VALUE!
294 | Supply & Erection of of Heat Shrinkable Jointing Straight Through Kit for 11 KV 3x300 sq. mm XLPE Cable | BI01010001010000000000000515BI0100001405 | 1 | No |  |  |  | Excess(+) | 1 | Full Conversion | INR | [13 empty] | 0 | 0 | 0 | [24 empty] | 0 | 0 | #VALUE!
295 | Supply & Erection of 11 KV Line by UG Cabling trenchless method (3x300 sq mm) as per technical specifications, scope of works and approved drawings
296 | Supply & Erection of 11 Mtr PCC Poles - (PCC Pole as per state practice) | BI01010001010000000000000515BI0100001407 | 120 | No |  |  |  | Excess(+) | 1 | Full Conversion | INR | [13 empty] | 0 | 0 | 0 | [24 empty] | 0 | 0 | #VALUE!
297 | Supply & Erection of M.S. channel 100x50mm 2.4Mtr. Long. | BI01010001010000000000000515BI0100001408 | 300 | No |  |  |  | Excess(+) | 1 | Full Conversion | INR | [13 empty] | 0 | 0 | 0 | [24 empty] | 0 | 0 | #VALUE!
298 | Supply & Erection of Stone Pad.(300x300x75 mm) | BI01010001010000000000000515BI0100001409 | 120 | No |  |  |  | Excess(+) | 1 | Full Conversion | INR | [13 empty] | 0 | 0 | 0 | [24 empty] | 0 | 0 | #VALUE!
299 | Supply & Erection of 11 KV 5 KN Polymer Pin Insulators with Nut & Bolt. | BI01010001010000000000000515BI0100001410 | 180 | No |  |  |  | Excess(+) | 1 | Full Conversion | INR | [13 empty] | 0 | 0 | 0 | [24 empty] | 0 | 0 | #VALUE!
300 | Supply & Erection of G.I.Pipe 150mm Dia | BI01010001010000000000000515BI0100001411 | 360 | Meter |  |  |  | Excess(+) | 1 | Full Conversion | INR | [13 empty] | 0 | 0 | 0 | [24 empty] | 0 | 0 | #VALUE!
301 | Supply & Erection of M.S.Holding clamp | BI01010001010000000000000515BI0100001412 | 1200 | No |  |  |  | Excess(+) | 1 | Full Conversion | INR | [13 empty] | 0 | 0 | 0 | [24 empty] | 0 | 0 | #VALUE!
302 | Supply & Erection of Bolts, Nuts & Washers | BI01010001010000000000000515BI0100001413 | 60 | Kg |  |  |  | Excess(+) | 1 | Full Conversion | INR | [13 empty] | 0 | 0 | 0 | [24 empty] | 0 | 0 | #VALUE!
303 | Supply & Erection of Number Plate with clamp & Nut & Bolt. | BI01010001010000000000000515BI0100001414 | 120 | No |  |  |  | Excess(+) | 1 | Full Conversion | INR | [13 empty] | 0 | 0 | 0 | [24 empty] | 0 | 0 | #VALUE!
304 | Supply & Erection of Danger Board with clamp & Nut Bolt. | BI01010001010000000000000515BI0100001415 | 120 | No |  |  |  | Excess(+) | 1 | Full Conversion | INR | [13 empty] | 0 | 0 | 0 | [24 empty] | 0 | 0 | #VALUE!
305 | Supply & Erection of G.I. Barbed wire | BI01010001010000000000000515BI0100001416 | 240 | Kg |  |  |  | Excess(+) | 1 | Full Conversion | INR | [13 empty] | 0 | 0 | 0 | [24 empty] | 0 | 0 | #VALUE!
306 | Supply & Erection of Insulated Dog Conductor (AL-59 ACS) | BI01010001010000000000000515BI0100001417 | 720 | Meter |  |  |  | Excess(+) | 1 | Full Conversion | INR | [13 empty] | 0 | 0 | 0 | [24 empty] | 0 | 0 | #VALUE!
307 | Concreating of Pole support 0.44CuM | BI01010001010000000000000515BI0100001418 | 120 | No |  |  |  | Excess(+) | 1 | Full Conversion | INR | [13 empty] | 0 | 0 | 0 | [24 empty] | 0 | 0 | #VALUE!
308 | Supply & Erection of Earthing of Pole by M.S.Earthing Rod 2540x20mm & 6SWG G.I.Earthing wire (2.0Kg). | BI01010001010000000000000515BI0100001419 | 120 | No |  |  |  | Excess(+) | 1 | Full Conversion | INR | [13 empty] | 0 | 0 | 0 | [24 empty] | 0 | 0 | #VALUE!
309 | Supply & Erection of Al.Binding wire | BI01010001010000000000000515BI0100001420 | 60 | Kg |  |  |  | Excess(+) | 1 | Full Conversion | INR | [13 empty] | 0 | 0 | 0 | [24 empty] | 0 | 0 | #VALUE!
310 | Sundries Items. | BI01010001010000000000000515BI0100001421 | 30 | LS |  |  |  | Excess(+) | 1 | Full Conversion | INR | [13 empty] | 0 | 0 | 0 | [24 empty] | 0 | 0 | #VALUE!
311 | Supply & Laying of 11KV Cable
312 | Supply of 11KV XLPE cable 3x300 Sqmm | BI01010001010000000000000515BI0100001423 | 30000 | Meter |  |  |  | Excess(+) | 1 | Full Conversion | INR | [13 empty] | 0 | 0 | 0 | [24 empty] | 0 | 0 | #VALUE!
313 | Supply of Heat Shrinkable jointing kit for 11 kV 3x300 Sq. mm. XLPE outdoor | BI01010001010000000000000515BI0100001424 | 120 | No |  |  |  | Excess(+) | 1 | Full Conversion | INR | [13 empty] | 0 | 0 | 0 | [24 empty] | 0 | 0 | #VALUE!
314 | 11KV cable laying charges in Air for End Double Pole/ Riser Double Pole | BI01010001010000000000000515BI0100001425 | 3000 | Meter |  |  |  | Excess(+) | 1 | Full Conversion | INR | [13 empty] | 0 | 0 | 0 | [24 empty] | 0 | 0 | #VALUE!
315 | Supply & laying of HDPE Pipe PE-80, PN-6, DN-160mm dia Pipe for laying of 11KV, 3x300Sq.mm, XLPE Cable with HDD (trenchless) method (Restoration charges will be paid on an actual basis) | BI01010001010000000000000515BI0100001426 | 27000 | Meter |  |  |  | Excess(+) | 1 | Full Conversion | INR | [13 empty] | 0 | 0 | 0 | [24 empty] | 0 | 0 | #VALUE!
316 | Making of 11KV cable Boxes 3x300 Sqmm O/D type | BI01010001010000000000000515BI0100001427 | 120 | No |  |  |  | Excess(+) | 1 | Full Conversion | INR | [13 empty] | 0 | 0 | 0 | [24 empty] | 0 | 0 | #VALUE!
317 | Supply & Erection of 11 KV Cable Route Marker | BI01010001010000000000000515BI0100001428 | 270 | No |  |  |  | Excess(+) | 1 | Full Conversion | INR | [13 empty] | 0 | 0 | 0 | [24 empty] | 0 | 0 | #VALUE!
318 | Cartage of 11KV cable 3x300 Sqmm | BI01010001010000000000000515BI0100001429 | 30000 | Meter |  |  |  | Excess(+) | 1 | Full Conversion | INR | [13 empty] | 0 | 0 | 0 | [24 empty] | 0 | 0 | #VALUE!
319 | Supply, Installation, Testing & Commissioning of 33 KV Replacement of Damaged UG Cable (Older Then 25 Years), as per the Technical Specification, Scope of Work, and approved drawing.
320 | Supply of Cable H.T.XLPE 33KV 3x400SQ.M.M | BI01010001010000000000000515BI0100001431 | 78400 | Meter |  |  |  | Excess(+) | 1 | Full Conversion | INR | [13 empty] | 0 | 0 | 0 | [24 empty] | 0 | 0 | #VALUE!
321 | Supply of Heat shrinkable Join kit Outdoor type 3x400 sq mm | BI01010001010000000000000515BI0100001432 | 314 | No |  |  |  | Excess(+) | 1 | Full Conversion | INR | [13 empty] | 0 | 0 | 0 | [24 empty] | 0 | 0 | #VALUE!
322 | Laying of Cable of 33KV 3x400Sq.mm XLPE cable laying charges for Air on Cable riser Double Pole | BI01010001010000000000000515BI0100001433 | 7840 | Meter |  |  |  | Excess(+) | 1 | Full Conversion | INR | [13 empty] | 0 | 0 | 0 | [24 empty] | 0 | 0 | #VALUE!
323 | Supply and laying of HDPE Pipe PE-80, PN-6, DN-160mm dia Pipe for laying of 33KV, 3x400Sq.mm, XLPE Cable with HDD (trenchless) method. (Restoration charges will be paid on an actual basis) | BI01010001010000000000000515BI0100001434 | 70560 | Meter |  |  |  | Excess(+) | 1 | Full Conversion | INR | [13 empty] | 0 | 0 | 0 | [24 empty] | 0 | 0 | #VALUE!
324 | Making of Cable Box O/D 33KV 3x400 XLPE | BI01010001010000000000000515BI0100001435 | 314 | No |  |  |  | Excess(+) | 1 | Full Conversion | INR | [13 empty] | 0 | 0 | 0 | [24 empty] | 0 | 0 | #VALUE!
325 | Cartage of 33KV 3x400SQ.M.M XLPE cable. | BI01010001010000000000000515BI0100001436 | 78400 | Meter |  |  |  | Excess(+) | 1 | Full Conversion | INR | [13 empty] | 0 | 0 | 0 | [24 empty] | 0 | 0 | #VALUE!
326 | Supply, Installation, Testing & Commissioning of 33 KV Replacement of Damaged UG Cable (Older Then 25 Years), as per the Technical Specification, Scope of Work, and approved drawing.
327 | Supply of Cable H.T.XLPE 33KV 3x300SQ.M.M | BI01010001010000000000000515BI0100001438 | 11800 | Meter |  |  |  | Excess(+) | 1 | Full Conversion | INR | [13 empty] | 0 | 0 | 0 | [24 empty] | 0 | 0 | #VALUE!
328 | Supply of Heat shrinkable Join kit Outdoor type 3x300 sq mm | BI01010001010000000000000515BI0100001439 | 48 | No |  |  |  | Excess(+) | 1 | Full Conversion | INR | [13 empty] | 0 | 0 | 0 | [24 empty] | 0 | 0 | #VALUE!
329 | Laying of Cable of 33KV 3x300Sq.mm XLPE cable laying charges in Air for Cable riser Double Pole | BI01010001010000000000000515BI0100001440 | 1180 | Meter |  |  |  | Excess(+) | 1 | Full Conversion | INR | [13 empty] | 0 | 0 | 0 | [24 empty] | 0 | 0 | #VALUE!
330 | Supply and laying of HDPE Pipe PE-80, PN-6, DN-160mm dia Pipe for laying of 33KV, 3x300Sq.mm, XLPE Cable with HDD (trenchless) method including cable laying with road restortaion charges | BI01010001010000000000000515BI0100001441 | 10620 | Meter |  |  |  | Excess(+) | 1 | Full Conversion | INR | [13 empty] | 0 | 0 | 0 | [24 empty] | 0 | 0 | #VALUE!
331 | Making of Cable Box O/D 33KV 3x300 XLPE | BI01010001010000000000000515BI0100001442 | 48 | No |  |  |  | Excess(+) | 1 | Full Conversion | INR | [13 empty] | 0 | 0 | 0 | [24 empty] | 0 | 0 | #VALUE!
332 | Cartage of 33KV 3x300SQ.M.M XLPE cable. | BI01010001010000000000000515BI0100001443 | 11800 | Meter |  |  |  | Excess(+) | 1 | Full Conversion | INR | [13 empty] | 0 | 0 | 0 | [24 empty] | 0 | 0 | #VALUE!
333 | Feeder Bifurcation -(11 KV Line) - Supply & Erection for New 11 KV Line by UG Cabling by open trench method (3x300 sq mm) as per technical specifications, scope of works and approved drawings
334 | Supply & Erection of 11 Mtr PCC Poles - (PCC Pole as per state practice) | BI01010001010000000000000515BI0100001445 | 188 | No |  |  |  | Excess(+) | 1 | Full Conversion | INR |  | 1 | 1 |  | 1 | 1 | 1 | 1 | 1 | 1 |  |  |  | 0 | 0 | 0 | [24 empty] | 0 | 0 | #VALUE!
335 | Supply & Erection of M.S. channel 100x50mm 2.4Mtr. Long. | BI01010001010000000000000515BI0100001446 | 469 | No |  |  |  | Excess(+) | 1 | Full Conversion | INR |  | 1 | 1 |  | 1 | 1 | 1 | 1 | 1 | 1 |  |  |  | 0 | 0 | 0 | [24 empty] | 0 | 0 | #VALUE!
336 | Supply & Erection of Stone Pad.(300x300x75 mm) | BI01010001010000000000000515BI0100001447 | 188 | No |  |  |  | Excess(+) | 1 | Full Conversion | INR |  | 1 | 1 |  | 1 | 1 | 1 | 1 | 1 | 1 |  |  |  | 0 | 0 | 0 | [24 empty] | 0 | 0 | #VALUE!
337 | Supply & Erection of 11 KV 5 KN Polymer Pin Insulators with Nut & Bolt. | BI01010001010000000000000515BI0100001448 | 281 | No |  |  |  | Excess(+) | 1 | Full Conversion | INR |  | 1 | 1 |  | 1 | 1 | 1 | 1 | 1 | 1 |  |  |  | 0 | 0 | 0 | [24 empty] | 0 | 0 | #VALUE!
338 | Supply & Erection of G.I.Pipe 150mm Dia | BI01010001010000000000000515BI0100001449 | 563 | Meter |  |  |  | Excess(+) | 1 | Full Conversion | INR |  | 1 | 1 |  | 1 | 1 | 1 | 1 | 1 | 1 |  |  |  | 0 | 0 | 0 | [24 empty] | 0 | 0 | #VALUE!
339 | Supply & Erection of M.S.Holding clamp | BI01010001010000000000000515BI0100001450 | 1875 | No |  |  |  | Excess(+) | 1 | Full Conversion | INR |  | 1 | 1 |  | 1 | 1 | 1 | 1 | 1 | 1 |  |  |  | 0 | 0 | 0 | [24 empty] | 0 | 0 | #VALUE!
340 | Supply & Erection of Bolts, Nuts & Washers | BI01010001010000000000000515BI0100001451 | 94 | Kg |  |  |  | Excess(+) | 1 | Full Conversion | INR |  | 1 | 1 |  | 1 | 1 | 1 | 1 | 1 | 1 |  |  |  | 0 | 0 | 0 | [24 empty] | 0 | 0 | #VALUE!
341 | Supply & Erection of Number Plate with clamp & Nut & Bolt. | BI01010001010000000000000515BI0100001452 | 188 | No |  |  |  | Excess(+) | 1 | Full Conversion | INR |  | 1 | 1 |  | 1 | 1 | 1 | 1 | 1 | 1 |  |  |  | 0 | 0 | 0 | [24 empty] | 0 | 0 | #VALUE!
342 | Supply & Erection of Danger Board with clamp & Nut Bolt. | BI01010001010000000000000515BI0100001453 | 188 | No |  |  |  | Excess(+) | 1 | Full Conversion | INR |  | 1 | 1 |  | 1 | 1 | 1 | 1 | 1 | 1 |  |  |  | 0 | 0 | 0 | [24 empty] | 0 | 0 | #VALUE!
343 | Supply & Erection of G.I. Barbed wire | BI01010001010000000000000515BI0100001454 | 375 | Kg |  |  |  | Excess(+) | 1 | Full Conversion | INR |  | 1 | 1 |  | 1 | 1 | 1 | 1 | 1 | 1 |  |  |  | 0 | 0 | 0 | [24 empty] | 0 | 0 | #VALUE!
344 | Supply & Erection of Insulated Dog Conductor(AL-59 ACS) | BI01010001010000000000000515BI0100001455 | 1125 | Meter |  |  |  | Excess(+) | 1 | Full Conversion | INR |  | 1 | 1 |  | 1 | 1 | 1 | 1 | 1 | 1 |  |  |  | 0 | 0 | 0 | [24 empty] | 0 | 0 | #VALUE!
345 | Concreating of Pole support 0.44CuM | BI01010001010000000000000515BI0100001456 | 188 | No |  |  |  | Excess(+) | 1 | Full Conversion | INR | [13 empty] | 0 | 0 | 0 | [24 empty] | 0 | 0 | #VALUE!
346 | Supply & Erection of Earthing of Pole by M.S.Earthing Rod 2540x20mm & 6SWG G.I.Earthing wire | BI01010001010000000000000515BI0100001457 | 188 | No |  |  |  | Excess(+) | 1 | Full Conversion | INR | [13 empty] | 0 | 0 | 0 | [24 empty] | 0 | 0 | #VALUE!
347 | Supply & Erection of Al.Binding wire | BI01010001010000000000000515BI0100001458 | 94 | Kg |  |  |  | Excess(+) | 1 | Full Conversion | INR | [13 empty] | 0 | 0 | 0 | [24 empty] | 0 | 0 | #VALUE!
348 | Sundries Items. | BI01010001010000000000000515BI0100001459 | 47 | LS |  |  |  | Excess(+) | 1 | Full Conversion | INR | [13 empty] | 0 | 0 | 0 | [24 empty] | 0 | 0 | #VALUE!
349 | Supply & Laying of 11KV Cable
350 | supply of11KV XLPE cable 3x300 Sqmm | BI01010001010000000000000515BI0100001461 | 46880 | Meter |  |  |  | Excess(+) | 1 | Full Conversion | INR | [13 empty] | 0 | 0 | 0 | [24 empty] | 0 | 0 | #VALUE!
351 | Supply of Heat Shrinkable jointing kit for 11 kV 3x300 Sq. mm. XLPE outdoor | BI01010001010000000000000515BI0100001462 | 188 | No |  |  |  | Excess(+) | 1 | Full Conversion | INR | [13 empty] | 0 | 0 | 0 | [24 empty] | 0 | 0 | #VALUE!
352 | 11KV cable laying charges in Air for End Double Pole/ Riser Double Pole | BI01010001010000000000000515BI0100001463 | 4688 | Meter |  |  |  | Excess(+) | 1 | Full Conversion | INR | [13 empty] | 0 | 0 | 0 | [24 empty] | 0 | 0 | #VALUE!
353 | Digging of trench of size (750*1050) mm | BI01010001010000000000000515BI0100001464 | 42192 | Meter |  |  |  | Excess(+) | 1 | Full Conversion | INR | [13 empty] | 0 | 0 | 0 | [24 empty] | 0 | 0 | #VALUE!
354 | 11KV Cable laying charges with sand & Brick in open cut method (Restoration charges will be paid on an actual basis) | BI01010001010000000000000515BI0100001465 | 42192 | Meter |  |  |  | Excess(+) | 1 | Full Conversion | INR | [13 empty] | 0 | 0 | 0 | [24 empty] | 0 | 0 | #VALUE!
355 | Making of 11KV cable Boxes 3x300 Sqmm O/D type | BI01010001010000000000000515BI0100001466 | 188 | No |  |  |  | Excess(+) | 1 | Full Conversion | INR | [13 empty] | 0 | 0 | 0 | [24 empty] | 0 | 0 | #VALUE!
356 | Supply & Erection of 11 KV Cable Route Marker | BI01010001010000000000000515BI0100001467 | 422 | No |  |  |  | Excess(+) | 1 | Full Conversion | INR | [13 empty] | 0 | 0 | 0 | [24 empty] | 0 | 0 | #VALUE!
357 | Cartage of 11KV cable 3x300 Sqmm | BI01010001010000000000000515BI0100001468 | 46880 | Meter |  |  |  | Excess(+) | 1 | Full Conversion | INR | [13 empty] | 0 | 0 | 0 | [24 empty] | 0 | 0 | #VALUE!
358 | Feeder Bifurcation -(11 KV Line) - Supply & Erection for New 11 KV Line by UG Cabling trenchless method (3x300 sq mm) as per technical specifications, scope of works and approved drawings
359 | Supply & Erection of 11 Mtr PCC Poles - (PCC Pole as per state practice) | BI01010001010000000000000515BI0100001470 | 112 | No |  |  |  | Excess(+) | 1 | Full Conversion | INR | [13 empty] | 0 | 0 | 0 | [24 empty] | 0 | 0 | #VALUE!
360 | Supply & Erection of M.S. channel 100x50mm 2.4Mtr. Long. | BI01010001010000000000000515BI0100001471 | 280 | No |  |  |  | Excess(+) | 1 | Full Conversion | INR | [13 empty] | 0 | 0 | 0 | [24 empty] | 0 | 0 | #VALUE!
361 | Supply & Erection of Stone Pad.(300x300x75 mm) | BI01010001010000000000000515BI0100001472 | 112 | No |  |  |  | Excess(+) | 1 | Full Conversion | INR | [13 empty] | 0 | 0 | 0 | [24 empty] | 0 | 0 | #VALUE!
362 | Supply & Erection of 11 KV 5 KN Polymer Pin Insulators with Nut & Bolt. | BI01010001010000000000000515BI0100001473 | 167 | No |  |  |  | Excess(+) | 1 | Full Conversion | INR | [13 empty] | 0 | 0 | 0 | [24 empty] | 0 | 0 | #VALUE!
363 | Supply & Erection of G.I.Pipe 150mm Dia | BI01010001010000000000000515BI0100001474 | 335 | Meter |  |  |  | Excess(+) | 1 | Full Conversion | INR | [13 empty] | 0 | 0 | 0 | [24 empty] | 0 | 0 | #VALUE!
364 | Supply & Erection of M.S.Holding clamp | BI01010001010000000000000515BI0100001475 | 1115 | No |  |  |  | Excess(+) | 1 | Full Conversion | INR | [13 empty] | 0 | 0 | 0 | [24 empty] | 0 | 0 | #VALUE!
365 | Supply & Erection of Bolts, Nuts & Washers | BI01010001010000000000000515BI0100001476 | 56 | Kg |  |  |  | Excess(+) | 1 | Full Conversion | INR | [13 empty] | 0 | 0 | 0 | [24 empty] | 0 | 0 | #VALUE!
366 | Supply & Erection of Number Plate with clamp & Nut & Bolt. | BI01010001010000000000000515BI0100001477 | 112 | No |  |  |  | Excess(+) | 1 | Full Conversion | INR | [13 empty] | 0 | 0 | 0 | [24 empty] | 0 | 0 | #VALUE!
367 | Supply & Erection of Danger Board with clamp & Nut Bolt. | BI01010001010000000000000515BI0100001478 | 112 | No |  |  |  | Excess(+) | 1 | Full Conversion | INR | [13 empty] | 0 | 0 | 0 | [24 empty] | 0 | 0 | #VALUE!
368 | Supply & Erection of G.I. Barbed wire | BI01010001010000000000000515BI0100001479 | 223 | Kg |  |  |  | Excess(+) | 1 | Full Conversion | INR | [13 empty] | 0 | 0 | 0 | [24 empty] | 0 | 0 | #VALUE!
369 | Supply & Erection of Insulated Dog Conductor(AL-59 ACS) | BI01010001010000000000000515BI0100001480 | 669 | Meter |  |  |  | Excess(+) | 1 | Full Conversion | INR | [13 empty] | 0 | 0 | 0 | [24 empty] | 0 | 0 | #VALUE!
370 | Concreating of Pole support 0.44CuM | BI01010001010000000000000515BI0100001481 | 112 | No |  |  |  | Excess(+) | 1 | Full Conversion | INR | [13 empty] | 0 | 0 | 0 | [24 empty] | 0 | 0 | #VALUE!
371 | Supply & Erection of Earthing of Pole by M.S.Earthing Rod 2540x20mm & 6SWG G.I.Earthing wire (2.0Kg). | BI01010001010000000000000515BI0100001482 | 112 | No |  |  |  | Excess(+) | 1 | Full Conversion | INR | [13 empty] | 0 | 0 | 0 | [24 empty] | 0 | 0 | #VALUE!
372 | Supply & Erection of Al.Binding wire | BI01010001010000000000000515BI0100001483 | 28 | Kg |  |  |  | Excess(+) | 1 | Full Conversion | INR | [13 empty] | 0 | 0 | 0 | [24 empty] | 0 | 0 | #VALUE!
373 | Sundries Items. | BI01010001010000000000000515BI0100001484 | 28 | LS |  |  |  | Excess(+) | 1 | Full Conversion | INR | [13 empty] | 0 | 0 | 0 | [24 empty] | 0 | 0 | #VALUE!
374 | Supply & Laying of 11KV Cable
375 | 11KV XLPE cable 3x300 Sqmm | BI01010001010000000000000515BI0100001486 | 27880 | Meter |  |  |  | Excess(+) | 1 | Full Conversion | INR | [13 empty] | 0 | 0 | 0 | [24 empty] | 0 | 0 | #VALUE!
376 | 11KV cable jointing kit 3x300 Sqmm O/D type. | BI01010001010000000000000515BI0100001487 | 112 | No |  |  |  | Excess(+) | 1 | Full Conversion | INR | [13 empty] | 0 | 0 | 0 | [24 empty] | 0 | 0 | #VALUE!
377 | 11KV cable laying charges in Air for End Double Pole/ Riser Double Pole | BI01010001010000000000000515BI0100001488 | 2788 | Meter |  |  |  | Excess(+) | 1 | Full Conversion | INR | [13 empty] | 0 | 0 | 0 | [24 empty] | 0 | 0 | #VALUE!
378 | Supply & laying of HDPE Pipe PE-80, PN-6, DN-160mm dia Pipe for laying of 11KV, 3x300Sq.mm, XLPE Cable with HDD (trenchless) method (Restoration charges will be paid on an actual basis) | BI01010001010000000000000515BI0100001489 | 25092 | Meter |  |  |  | Excess(+) | 1 | Full Conversion | INR | [13 empty] | 0 | 0 | 0 | [24 empty] | 0 | 0 | #VALUE!
379 | Making of 11KV cable Boxes 3x300 Sqmm O/D type | BI01010001010000000000000515BI0100001490 | 112 | Meter |  |  |  | Excess(+) | 1 | Full Conversion | INR | [13 empty] | 0 | 0 | 0 | [24 empty] | 0 | 0 | #VALUE!
380 | Supply & Erection of 11 KV Cable Route Marker | BI01010001010000000000000515BI0100001491 | 251 | No |  |  |  | Excess(+) | 1 | Full Conversion | INR | [13 empty] | 0 | 0 | 0 | [24 empty] | 0 | 0 | #VALUE!
381 | Cartage of 11KV cable 3x300 Sqmm | BI01010001010000000000000515BI0100001492 | 27880 | Meter |  |  |  | Excess(+) | 1 | Full Conversion | INR | [13 empty] | 0 | 0 | 0 | [24 empty] | 0 | 0 | #VALUE!
382 | Suppply , Installation , Testing & commissioning of 11kv VCB, outgoing (feeder Bifurcation), as per technical specifications, scope of works and approved drawings
383 | Supply & Erection of 3X300 MM2 11KV ,XLPE AL. CABLE | BI01010001010000000000000515BI0100001494 | 2600 | Meter |  |  |  | Excess(+) | 1 | Full Conversion | INR |  | 1 | 1 |  | 1 | 1 | 1 | 1 | 1 | 1 |  |  |  | 0 | 0 | 0 | [24 empty] | 0 | 0 | #VALUE!
384 | Supply & Erection of Heat Shrinkable jointing kit for 11 kV 3x300 Sq. mm. XLPE outdoor | BI01010001010000000000000515BI0100001495 | 52 | No |  |  |  | Excess(+) | 1 | Full Conversion | INR |  | 1 | 1 |  | 1 | 1 | 1 | 1 | 1 | 1 |  |  |  | 0 | 0 | 0 | [24 empty] | 0 | 0 | #VALUE!
385 | Sectional Double Pole for 11KV Line Single Circuit on 11Mtr long PCC Pole for single Ckt line.
386 | Supply & Erection of 11 Mtr PCC Poles - (PCC Pole as per state practice) | BI01010001010000000000000515BI0100001497 | 52 | No |  |  |  | Excess(+) | 1 | Full Conversion | INR |  | 1 | 1 |  | 1 | 1 | 1 | 1 | 1 | 1 |  |  |  | 0 | 0 | 0 | [24 empty] | 0 | 0 | #VALUE!
387 | Supply & Erection of M.S. channel 100x50mm 2.4Mtr. Long. | BI01010001010000000000000515BI0100001498 | 130 | No |  |  |  | Excess(+) | 1 | Full Conversion | INR |  | 1 | 1 |  | 1 | 1 | 1 | 1 | 1 | 1 |  |  |  | 0 | 0 | 0 | [24 empty] | 0 | 0 | #VALUE!
388 | Supply & Erection of Stone Pad.(300x300x75 mm) | BI01010001010000000000000515BI0100001499 | 52 | No |  |  |  | Excess(+) | 1 | Full Conversion | INR |  | 1 | 1 |  | 1 | 1 | 1 | 1 | 1 | 1 |  |  |  | 0 | 0 | 0 | [24 empty] | 0 | 0 | #VALUE!
389 | Supply & Erection of 11 KV 5 KN Polymer Pin Insulators with Nut & Bolt. | BI01010001010000000000000515BI0100001500 | 78 | No |  |  |  | Excess(+) | 1 | Full Conversion | INR |  | 1 | 1 |  | 1 | 1 | 1 | 1 | 1 | 1 |  |  |  | 0 | 0 | 0 | [24 empty] | 0 | 0 | #VALUE!
390 | Supply & Erection of G.I.Pipe 150mm Dia | BI01010001010000000000000515BI0100001501 | 156 | Meter |  |  |  | Excess(+) | 1 | Full Conversion | INR |  | 1 | 1 |  | 1 | 1 | 1 | 1 | 1 | 1 |  |  |  | 0 | 0 | 0 | [24 empty] | 0 | 0 | #VALUE!
391 | Supply & Erection of M.S.Holding clamp | BI01010001010000000000000515BI0100001502 | 520 | No |  |  |  | Excess(+) | 1 | Full Conversion | INR |  | 1 | 1 |  | 1 | 1 | 1 | 1 | 1 | 1 |  |  |  | 0 | 0 | 0 | [24 empty] | 0 | 0 | #VALUE!
392 | Supply & Erection of Bolts, Nuts & Washers | BI01010001010000000000000515BI0100001503 | 26 | Kg |  |  |  | Excess(+) | 1 | Full Conversion | INR |  | 1 | 1 |  | 1 | 1 | 1 | 1 | 1 | 1 |  |  |  | 0 | 0 | 0 | [24 empty] | 0 | 0 | #VALUE!
393 | Supply & Erection of Number Plate with clamp & Nut & Bolt. | BI01010001010000000000000515BI0100001504 | 52 | No |  |  |  | Excess(+) | 1 | Full Conversion | INR |  | 1 | 1 |  | 1 | 1 | 1 | 1 | 1 | 1 |  |  |  | 0 | 0 | 0 | [24 empty] | 0 | 0 | #VALUE!
394 | Supply & Erection of Danger Board with clamp & Nut Bolt. | BI01010001010000000000000515BI0100001505 | 52 | No |  |  |  | Excess(+) | 1 | Full Conversion | INR |  | 1 | 1 |  | 1 | 1 | 1 | 1 | 1 | 1 |  |  |  | 0 | 0 | 0 | [24 empty] | 0 | 0 | #VALUE!
395 | Supply & Erection of G.I. Barbed wire | BI01010001010000000000000515BI0100001506 | 104 | Kg |  |  |  | Excess(+) | 1 | Full Conversion | INR |  | 1 | 1 |  | 1 | 1 | 1 | 1 | 1 | 1 |  |  |  | 0 | 0 | 0 | [24 empty] | 0 | 0 | #VALUE!
396 | Supply & Erection of Insulated Dog Conductor (AL-59 ACS) | BI01010001010000000000000515BI0100001507 | 312 | Meter |  |  |  | Excess(+) | 1 | Full Conversion | INR |  | 1 | 1 |  | 1 | 1 | 1 | 1 | 1 | 1 |  |  |  | 0 | 0 | 0 | [24 empty] | 0 | 0 | #VALUE!
397 | Concreating of Pole support 0.44CuM | BI01010001010000000000000515BI0100001508 | 52 | No |  |  |  | Excess(+) | 1 | Full Conversion | INR | [13 empty] | 0 | 0 | 0 | [24 empty] | 0 | 0 | #VALUE!
398 | Supply & Erection of Earthing of Pole by M.S.Earthing Rod 2540x20mm & 6SWG G.I.Earthing wire | BI01010001010000000000000515BI0100001509 | 52 | No |  |  |  | Excess(+) | 1 | Full Conversion | INR |  | 1 | 1 |  | 1 | 1 | 1 | 1 | 1 | 1 |  |  |  | 0 | 0 | 0 | [24 empty] | 0 | 0 | #VALUE!
399 | Supply & Erection of Al.Binding wire | BI01010001010000000000000515BI0100001510 | 26 | Kg |  |  |  | Excess(+) | 1 | Full Conversion | INR |  | 1 | 1 |  | 1 | 1 | 1 | 1 | 1 | 1 |  |  |  | 0 | 0 | 0 | [24 empty] | 0 | 0 | #VALUE!
400 | Supply & Erection of 12 KV 3 Ph 1250 A, 25kA for 3 seconds, 3-ph, indoor type Vacuum Circuit breaker along with 12 kV, 1-Phase, 25kA, 400-200/5-5 A, 3 Nos indoor type Current Transformer, indoor mounting type control panel for feeder protection and required accessories, A-meter, Numerical Relay & accessories complete as per specifications for feeder breaker protection & Protection for Earth fault and over current) with extensible arrangement for future | BI01010001010000000000000515BI0100001511 | 26 | No |  |  |  | Excess(+) | 1 | Full Conversion | INR |  | 1 | 1 |  | 1 | 1 | 1 | 1 | 1 | 1 |  |  |  | 0 | 0 | 0 | [24 empty] | 0 | 0 | #VALUE!
401 | Supply, Installation, Testing & Commissioning of COMPACT SUB-STATION 990KVA 11/0.4KV, as per the Technical Specification, Scope of Work, and approved drawing.
402 | Supply & Erection of Outdoor type 11 KV SF6 type extensible and motorized 3-way smart Ring Main Unit (RMU) complete with One VCB and two LBS, FPI along with FRTUwith supply through 1 kVA auxiliary power transformer 11/0.230 KV as per Discom Specs along with other allied material like cable, termination kits etc. to connect the same with system Rod Type Earthing complete with GI strip ( 2 nos) & foundation work As per TS ( RMU & LV PART should be the same make.) | BI01010001010000000000000515BI0100001513 | 67 | No |  |  |  | Excess(+) | 1 | Full Conversion | INR |  | 1 | 1 |  | 1 | 1 | 1 | 1 | 1 | 1 |  |  |  | 0 | 0 | 0 | [24 empty] | 0 | 0 | #VALUE!
403 | Supply & Erection of 11 kv/415V,990 KVA oil cooled Transformer with of load tap changer | BI01010001010000000000000515BI0100001514 | 67 | No |  |  |  | Excess(+) | 1 | Full Conversion | INR |  | 1 | 1 |  | 1 | 1 | 1 | 1 | 1 | 1 |  |  |  | 0 | 0 | 0 | [24 empty] | 0 | 0 | #VALUE!
404 | Supply & Erection LV SB 413, 3P,1600 A Air Circuit Breaker as Incomer and 5 nos 3P.400A,MCCB As outgoing Feeder having separate DT Meter compartment | BI01010001010000000000000515BI0100001515 | 67 | No |  |  |  | Excess(+) | 1 | Full Conversion | INR |  | 1 | 1 |  | 1 | 1 | 1 | 1 | 1 | 1 |  |  |  | 0 | 0 | 0 | [24 empty] | 0 | 0 | #VALUE!
405 | Supply & Erection Automatic Power Factor coorection panel of 300 KAVR capacitor bank ,contractors and intellegent power factor correction Relay | BI01010001010000000000000515BI0100001516 | 67 | No |  |  |  | Excess(+) | 1 | Full Conversion | INR |  | 1 | 1 |  | 1 | 1 | 1 | 1 | 1 | 1 |  |  |  | 0 | 0 | 0 | [24 empty] | 0 | 0 | #VALUE!
406 | Supply & Erection of DTHM software platform fee for 12 months | BI01010001010000000000000515BI0100001517 | 67 | No |  |  |  | Excess(+) | 1 | Full Conversion | INR |  | 1 | 1 |  | 1 | 1 | 1 | 1 | 1 | 1 |  |  |  | 0 | 0 | 0 | [24 empty] | 0 | 0 | #VALUE!
407 | Making Plinth , as per the Scope of Work, and approved drawing. | BI01010001010000000000000515BI0100001518 | 67 | No |  |  |  | Excess(+) | 1 | Full Conversion | INR | [13 empty] | 0 | 0 | 0 | [24 empty] | 0 | 0 | #VALUE!
408 | Water Level Earthing, as per the Scope of Work, and approved drawing. | BI01010001010000000000000515BI0100001519 | 268 | No |  |  |  | Excess(+) | 1 | Full Conversion | INR |  | 1 | 1 |  | 1 | 1 | 1 | 1 | 1 | 1 |  |  |  | 0 | 0 | 0 | [24 empty] | 0 | 0 | #VALUE!
409 | Supply & Erection of 11KV 3X120 SQMMM XLPE | BI01010001010000000000000515BI0100001520 | 3350 | Meter |  |  |  | Excess(+) | 1 | Full Conversion | INR |  | 1 | 1 |  | 1 | 1 | 1 | 1 | 1 | 1 |  |  |  | 0 | 0 | 0 | [24 empty] | 0 | 0 | #VALUE!
410 | Supply & Erection 11KV Outdoor jointkit 3X120 SQMM | BI01010001010000000000000515BI0100001521 | 134 | No |  |  |  | Excess(+) | 1 | Full Conversion | INR |  | 1 | 1 |  | 1 | 1 | 1 | 1 | 1 | 1 |  |  |  | 0 | 0 | 0 | [24 empty] | 0 | 0 | #VALUE!
411 | Supply & Erection of LT XLPE Cable 3.5X400 SQMM 1.1KV | BI01010001010000000000000515BI0100001522 | 13400 | Meter |  |  |  | Excess(+) | 1 | Full Conversion | INR |  | 1 | 1 |  | 1 | 1 | 1 | 1 | 1 | 1 |  |  |  | 0 | 0 | 0 | [24 empty] | 0 | 0 | #VALUE!
412 | Supply & Erection of Aluminium Crimping LUG 400 SQMM | BI01010001010000000000000515BI0100001523 | 1072 | No |  |  |  | Excess(+) | 1 | Full Conversion | INR |  | 1 | 1 |  | 1 | 1 | 1 | 1 | 1 | 1 |  |  |  | 0 | 0 | 0 | [24 empty] | 0 | 0 | #VALUE!
413 | Supply & Erection of Heat Shrinkable Jointing Kit Straight through for 11 KV 3x120 sq. mm XLPE Cable | BI01010001010000000000000515BI0100001524 | 1 | No |  |  |  | Excess(+) | 1 | Full Conversion | INR |  | 1 | 1 |  | 1 | 1 | 1 | 1 | 1 | 1 |  |  |  | 0 | 0 | 0 | [24 empty] | 0 | 0 | #VALUE!
414 | Extension of Control Room and Other Civil Works for 33/11 KV Sub-Station control Room
415 | Earth work in excavation by mechanical means (Hydraulic excavator) / manual means in foundation trenches or drains (not exceeding 1.5 m in width or 10 sqm on plan), including dressing of sides and ramming of bottoms, for all lift, including getting out the excavated soil and disposal of surplus excavated soil as directed, within a lead of 50 m. DSR. 2.8.1 | BI01010001010000000000000515BI0100001526 | 1 | Cum |  |  |  | Excess(+) | 1 | Full Conversion | INR | [13 empty] | 0 | 0 | 0 | [24 empty] | 0 | 0 | #VALUE!
416 | Excavating, supplying, stacking and filling of local earth (including royalty) by mechanical transport upto a lead of 5km also including ramming and watering of the earth in layers not exceeding 20 cm in foundation trenches, plinth, sides of foundation etc. complete for all lift.2.25A | BI01010001010000000000000515BI0100001527 | 1 | Cum |  |  |  | Excess(+) | 1 | Full Conversion | INR | [13 empty] | 0 | 0 | 0 | [24 empty] | 0 | 0 | #VALUE!
417 | 1:5:10 (1 cement : 5 coarse sand (zone-III) derived from natural sources : 10 graded stone aggregate 40 mm nominal size derived from natural sources)(4.1.10) | BI01010001010000000000000515BI0100001528 | 1 | Cum |  |  |  | Excess(+) | 1 | Full Conversion | INR | [13 empty] | 0 | 0 | 0 | [24 empty] | 0 | 0 | #VALUE!
418 | 1:1½:3 (1 Cement: 1½ coarse sand (zone-III) derived from natural sources : 3 graded stone aggregate 20 mm nominal size derived from natural sources)(4.1.2) | BI01010001010000000000000515BI0100001529 | 1 | Cum |  |  |  | Excess(+) | 1 | Full Conversion | INR | [13 empty] | 0 | 0 | 0 | [24 empty] | 0 | 0 | #VALUE!
419 | Reinforced cement concrete work in beams, suspended floors, roofs having slope up to 15° landings, balconies, shelves, chajjas, lintels, bands, plain window sills, staircases and spiral stair cases above plinth level up to floor five level, excluding the cost of centering, shuttering, finishing and reinforcement with 1:1.5:3 (1 cement : 1.5 coarse sand(zone-III) derived from natural sources : 3 graded stone aggregate 20 mm nominal size derived from natural sources).(5.3) | BI01010001010000000000000515BI0100001530 | 1 | Cum |  |  |  | Excess(+) | 1 | Full Conversion | INR | [13 empty] | 0 | 0 | 0 | [24 empty] | 0 | 0 | #VALUE!
420 | Providing and laying in position specified grade of reinforced cement concrete, excluding the cost of centering, shuttering, finishing and reinforcement - All work up to plinth level :1:1.5:3 (1 cement : 1.5 coarse sand (zone-III) derived from natural sources : 3 graded stone aggregate 20 mm nominal size derived from natural sources)(5.1.2) | BI01010001010000000000000515BI0100001531 | 1 | Cum |  |  |  | Excess(+) | 1 | Full Conversion | INR | [13 empty] | 0 | 0 | 0 | [24 empty] | 0 | 0 | #VALUE!
421 | Reinforced cement concrete work in walls (any thickness), including attached pilasters, buttresses, plinth and string courses, fillets, columns, pillars, piers, abutments, posts and struts etc. above plinth level up to floor five level, excluding cost of centering, shuttering, finishing and reinforcement :1:1.5:3 (1 cement : 1.5 coarse sand(zone-III) derived from natural sources : 3 graded stone aggregate 20 mm nominal size derived from natural sources)(5.2.2) | BI01010001010000000000000515BI0100001532 | 1 | Cum |  |  |  | Excess(+) | 1 | Full Conversion | INR | [13 empty] | 0 | 0 | 0 | [24 empty] | 0 | 0 | #VALUE!
422 | Centering and shuttering including strutting, propping etc. and removal of form for Foundations, footings, bases of columns, etc. for mass concrete (5.9.1) | BI01010001010000000000000515BI0100001533 | 1 | Sqm |  |  |  | Excess(+) | 1 | Full Conversion | INR | [13 empty] | 0 | 0 | 0 | [24 empty] | 0 | 0 | #VALUE!
423 | Centering and shuttering including strutting, propping etc. and removal of form for Suspended floors, roofs, landings, balconies and access platform 5.9.3 | BI01010001010000000000000515BI0100001534 | 1 | Sqm |  |  |  | Excess(+) | 1 | Full Conversion | INR | [13 empty] | 0 | 0 | 0 | [24 empty] | 0 | 0 | #VALUE!
424 | Centering and shuttering including strutting, propping etc. and removal of form for Lintels, beams, plinth beams, girders, bressumers and cantilevers (5.9.5) | BI01010001010000000000000515BI0100001535 | 1 | Sqm |  |  |  | Excess(+) | 1 | Full Conversion | INR | [13 empty] | 0 | 0 | 0 | [24 empty] | 0 | 0 | #VALUE!
425 | Centering and shuttering including strutting, propping etc. and removal of form for Columns, Pillars, Piers, Abutments, Posts and Struts (5.9.6) | BI01010001010000000000000515BI0100001536 | 1 | Sqm |  |  |  | Excess(+) | 1 | Full Conversion | INR | [13 empty] | 0 | 0 | 0 | [24 empty] | 0 | 0 | #VALUE!
426 | Brick work with common burnt clay F.P.S. (non modular) bricks of class designation 7.5 in foundation and plinth in: Cement mortar 1:6 (1 cement : 6 coarse sand) (6.1.2) | BI01010001010000000000000515BI0100001537 | 1 | Cum |  |  |  | Excess(+) | 1 | Full Conversion | INR | [13 empty] | 0 | 0 | 0 | [24 empty] | 0 | 0 | #VALUE!
427 | Brick work with common burnt clay F.P.S. (non modular) bricks of class designation 7.5 in superstructure above plinth level up to floor V level in all shapes and sizes in : Cement mortar 1:6 (1 cement : 6 coarse sand) (6.4.2) | BI01010001010000000000000515BI0100001538 | 1 | Cum |  |  |  | Excess(+) | 1 | Full Conversion | INR | [13 empty] | 0 | 0 | 0 | [24 empty] | 0 | 0 | #VALUE!
428 | Structural steel work riveted, bolted or welded in built up sections, trusses and framed work, including cutting, hoisting, fixing in position and applying a priming coat of approved steel primer all complete.(10.2) | BI01010001010000000000000515BI0100001539 | 1 | kg |  |  |  | Excess(+) | 1 | Full Conversion | INR | [13 empty] | 0 | 0 | 0 | [24 empty] | 0 | 0 | #VALUE!
429 | Steel reinforcement for R.C.C. work including straightening, cutting, bending, placing in position and binding all complete upto plinth level.Thermo-Mechanically Treated bars of grade Fe-500D or more.(5.22.6) | BI01010001010000000000000515BI0100001540 | 1 | kg |  |  |  | Excess(+) | 1 | Full Conversion | INR | [13 empty] | 0 | 0 | 0 | [24 empty] | 0 | 0 | #VALUE!
430 | 12 mm cement plaster of mix : 1:6(1 cement: 6 coarse sand) (13.4.2) | BI01010001010000000000000515BI0100001541 | 1 | Sqm |  |  |  | Excess(+) | 1 | Full Conversion | INR | [13 empty] | 0 | 0 | 0 | [24 empty] | 0 | 0 | #VALUE!
431 | Cement concrete flooring 1:2:4 (1 cement : 2 coarse sand : 4 graded stone aggregate) finished with a floating coat of neat cement, including cement slurry, but excluding the cost of nosing of steps etc. complete.40 mm thick with 20 mm nominal size stone aggregate(11.3.1) | BI01010001010000000000000515BI0100001542 | 1 | Sqm |  |  |  | Excess(+) | 1 | Full Conversion | INR | [13 empty] | 0 | 0 | 0 | [24 empty] | 0 | 0 | #VALUE!
432 | Painting with synthetic enamel paint of approved brand and manufacture of required colour to give an even shade : Two or more coats on new work over an under coat of suitable shade with ordinary paint of approved brand and manufacture (13.62.1) | BI01010001010000000000000515BI0100001543 | 1 | Sqm |  |  |  | Excess(+) | 1 | Full Conversion | INR | [13 empty] | 0 | 0 | 0 | [24 empty] | 0 | 0 | #VALUE!
433 | Providing and applying white cement based putty of average thickness 1 mm, of approved brand and manufacturer, over the plastered wall surface to prepare the surface even and smooth complete. (13.80) | BI01010001010000000000000515BI0100001544 | 1 | Sqm |  |  |  | Excess(+) | 1 | Full Conversion | INR | [13 empty] | 0 | 0 | 0 | [24 empty] | 0 | 0 | #VALUE!
434 | Distempering with 1st quality acrylic distemper (ready mixed) having VOC content less than 50 gram/litre, of approved manufacturer and of required shade and colour all complete to achieve even shade and colour : New work (two or more coats) over and including water thinnable priming coat with cement primer having VOC content less than 50 gram/litre (13.41.1) | BI01010001010000000000000515BI0100001545 | 1 | Sqm |  |  |  | Excess(+) | 1 | Full Conversion | INR | [13 empty] | 0 | 0 | 0 | [24 empty] | 0 | 0 | #VALUE!
435 | Demolishing brick work manually/ by mechanical means including stacking of serviceable material and disposal of unserviceable material within 50 metres lead as per direction of Engineer-in-charge.(15.7.3) | BI01010001010000000000000515BI0100001546 | 1 | Cum |  |  |  | Excess(+) | 1 | Full Conversion | INR | [13 empty] | 0 | 0 | 0 | [24 empty] | 0 | 0 | #VALUE!
436 | Demolishing R.C.C. work manually/ by mechanical means including stacking of steel bars and disposal of unserviceable material within 50 metres lead as per direction of Engineer - in- charge.(15.3) | BI01010001010000000000000515BI0100001547 | 1 | Cum |  |  |  | Excess(+) | 1 | Full Conversion | INR | [13 empty] | 0 | 0 | 0 | [24 empty] | 0 | 0 | #VALUE!
437 | Wiring for light point/ fan point/ exhaust fan point/ call bell point with 1.5 sq.mm FRLS PVC insulated copper conductor single core cable in surface / recessed medium class PVC conduit, with modular switch, modular plate, suitable GI box and earthing the point with 1.5 sq.mm. FRLS PVC insulated copper conductor single core cable etc as required..Group C (1.10.3)(E&M) | BI01010001010000000000000515BI0100001548 | 1 | No |  |  |  | Excess(+) | 1 | Full Conversion | INR | [13 empty] | 0 | 0 | 0 | [24 empty] | 0 | 0 | #VALUE!
438 | Supplying and fixing 5 amps to 32 amps rating, 240/415 volts, "C" curve, miniature circuit breaker suitable for inductive load of following poles in the existing MCB DB complete with connections, testing and commissioning etc. as required. Single pole (2.10.1)(E&M) | BI01010001010000000000000515BI0100001549 | 1 | No |  |  |  | Excess(+) | 1 | Full Conversion | INR | [13 empty] | 0 | 0 | 0 | [24 empty] | 0 | 0 | #VALUE!
439 | Supplying and fixing following rating, double pole, 240 volts, isolator in the existing MCB DB complete with connections, testing and commissioning etc. as required.63 amps (2.12.2)(E&M) | BI01010001010000000000000515BI0100001550 | 1 | No |  |  |  | Excess(+) | 1 | Full Conversion | INR | [13 empty] | 0 | 0 | 0 | [24 empty] | 0 | 0 | #VALUE!
440 | Wiring for light/ power plug with 2X4 sq. mm FRLS PVC insulated copper conductor single core cable in surface/ recessed medium class PVC conduit along with 1 No 4 sq. mm FRLS PVC insulated copper conductor single core cable for loop earthing as required. (1.12)(E&M) | BI01010001010000000000000515BI0100001551 | 1 | No |  |  |  | Excess(+) | 1 | Full Conversion | INR | [13 empty] | 0 | 0 | 0 | [24 empty] | 0 | 0 | #VALUE!
441 | Providing & fixing fly proof wire gauze to windows, clerestory windows & doors with M.S. Flat 15x3 mm and nuts & bolts complete.Stainless steel (grade 304) wire gauze of 0.5 mm dia wire and 1.4 mm aperture on both sides :(10.29.2) | BI01010001010000000000000515BI0100001552 | 1 | Sqm |  |  |  | Excess(+) | 1 | Full Conversion | INR | [13 empty] | 0 | 0 | 0 | [24 empty] | 0 | 0 | #VALUE!
442 | Providing & fixing glass panes 5.5mm with putty and glazing clips in steel doors, windows, clerestory windows, all complete with :(10.30.2) | BI01010001010000000000000515BI0100001553 | 1 | Sqm |  |  |  | Excess(+) | 1 | Full Conversion | INR | [13 empty] | 0 | 0 | 0 | [24 empty] | 0 | 0 | #VALUE!
443 | 1200 mm sweep, BEE 5 star rated, ceiling fan with Brush Less Direct Current (BLDC) Motor, class of insulation: B, 3 nos. blades, 30 cm long down rod, 2 nos. canopies, shackle kit, safety rope, copper winding, Power Factor not less than 0.9, Service Value (CM/M/W) minimum 6.00, Air delivery minimum 210 Cum/Min , 350 RPM (tolerance as per IS : 374-2019), THD less than 10%, remote or electronic regulator unit for speed control and all remaining accessories including safety pin, nut bolts, washers, temperature rise=75 degree C (max.), insulation resistance more than 2 mega ohm, suitable for 230 V, 50 Hz, single phase AC supply Earthing etc(19.1 E&M) | BI01010001010000000000000515BI0100001554 | 1 | No |  |  |  | Excess(+) | 1 | Full Conversion | INR | [13 empty] | 0 | 0 | 0 | [24 empty] | 0 | 0 | #VALUE!
444 | Finishing with Deluxe Multi surface paint system for interiors and exteriors using Primer as per manufacturers specifications :Two or more coats applied on walls @ 1.25 ltr/10 sqm over and including one coat of Special primer applied @ 0.75 ltr /10 sqm (13.48.1) | BI01010001010000000000000515BI0100001555 | 1 | Sqm |  |  |  | Excess(+) | 1 | Full Conversion | INR | [13 empty] | 0 | 0 | 0 | [24 empty] | 0 | 0 | #VALUE!
445 | Highway Road Crossing
446 | Supply & Erection, Testing & Commissioning of 11 KV LINE FOR UNDER GROUND Highway CROSSING BY 2 Nos (INCLUDING ONE SPARE) 3Cx300 Sqmm XLPE Armored Cable (0.3 km each) USING 160 mm HDPE pipe at road crossing and 150MM DIA GI PIPES (grade B for pole support), OUTDOOR HEAT SHRINKABLE CABLE JOINTING KITS, 11 KV LIGHTENING ARRESTOR STATION CLASS 10KA (6 NOS.), LUGS, 4 Nos GI 3-Meters LONG pipe EARTHING, 6 SWG GI WIRES, 7/20 GI wire, CABLE MARKERS, BI METALLICK CLAMPS and JUMPERING etc AS REQUIRED AS PER TECHNICAL SPECIFICATIONS, DRAWINGS AND SCOPE OF THE WORK. | BI01010001010000000000000515BI0100001557 | 1 | Job |  |  |  | Excess(+) | 1 | Full Conversion | INR | [13 empty] | 0 | 0 | 0 | [24 empty] | 0 | 0 | #VALUE!
446 | Supply & Erection , testing & commissioning of 33 KV LINE FOR UNDER GROUND Highway CROSSING BY 2 Nos (INCLUDING ONE SPARE) 3Cx400 Sqmm XLPE Armored Cable (0.3 km each) USING 160 mm HDPE pipe at road crossing and 150MM DIA GI PIPES (grade B for pole support), OUTDOOR HEAT SHRINKABLE CABLE JOINTING KITS, 11 KV LIGHTENING ARRESTOR STATION CLASS 10KA (6 NOS.), LUGS, 4 Nos GI 3-Meters LONG pipe EARTHING, 6 SWG GI WIRES, 7/20 GI wire, CABLE MARKERS, BI METALLICK CLAMPS and JUMPERING etc AS REQUIRED AS PER TECHNICAL SPECIFICATIONS, DRAWINGS AND SCOPE OF THE WORK. | BI01010001010000000000000515BI0100001558 | 1 | Job |  |  |  | Excess(+) | 1 | Full Conversion | INR | [13 empty] | 0 | 0 | 0 | [24 empty] | 0 | 0 | #VALUE!
Total in Figures | [51 empty] | 0 | 0 | #VALUE! | 4 | Construction of chamber for 100mm sluice plates | item5 | 10 | Nos
Quoted Rate in Figures |  |  |  | Select | [47 empty] | 0 | 0 | #VALUE!
Quoted Rate in Words |  | #VALUE!
Validate
Print
Help

## Macros
Please Enable Macros to View BoQ information