## BoQ1 (hidden)
Item Wise BoQ
BoQ_Ver3.0 | Item Wise | Normal | INR Only | INR
Select, Excess (+), Less (-)
Tender Inviting Authority: Superintending Engineer (MM-II), PVVNL, Meerut
Name of Work: DEVELOPMENT OF DISTRIBUTION INFRASTRUCTURE FOR LOSS REDUCTION WORKS AT DISTRICT SAMBHAL AND J.P. NAGAR OF UTTAR PRADESH UNDER REVAMPED REFORMS-BASED AND RESULTS-LINKED, DISTRIBUTION SECTOR SCHEME
Tender No: PVVNL-MT/MM/23/22-23
Name of the Bidder/ Bidding Firm / Company :
PRICE SCHEDULE 1. This BOQ template must not be modified/replaced by the bidder and the same should be uploaded after filling the relevent columns after validating the sheet, else the bidder is liable to be rejected for this tender. 2. Bidders are allowed to enter the Bidder Name and Values only. 3. Bidders shall fill Ex-work Price, Freight & Insurance Charges, Erection charges and applicable taxes (GST) in Rupees for each of the item seperately in respective column. If taxes are not filled seperately, the prices quoted by the bidder will be considered as inclusive of taxes and PVVNL may bifrucate the Price quoted by the bidder into Base Price and applicable taxes as per prevailing rate of taxes. 4. If any taxes are exempted/waived by Union/State Government during the currency of contract, it shall be the responsiblity of the contractor to avail such exemptions. Payment against such exempted taxes shall not be released. 5. The entire work is to be done on 'Turnkey' basis. Therefore the bidder should include the cost of all the items necessary to complete the work for successful commissioning of the equipment. 6. All the material and erection practices shall be as per tender specification and wherever not specified, shall be as per RESSPO and if not mentioned in RESSPO shall be as per IS. 7. Below Schedule Structure and quantities is provisional and may vary as per site requirement with due approval of CEO of the work. 8. All the hardware items such as Nut-Bolts, Washer, Steel structures and clamps etc. shall be hot-dip galvanised. 09. Permission and documentation regarding Electrical safety & others are in scope of Bidder. 10. Quoted rate must be identical for similar item in each schedule. If any variation then lowest rate of that item must be considered for evaluation and award of BOQ.
NUMBER # | TEXT # | TEXT # | NUMBER # | TEXT # | NUMBER | NUMBER | TEXT | TEXT # | NUMBER # | TEXT# | TEXT # | NUMBER # | NUMBER | NUMBER | NUMBER | NUMBER | TEXT | TEXT | NUMBER | NUMBER | NUMBER | NUMBER | TEXT | TEXT | NUMBER | NUMBER | NUMBER | NUMBER | TEXT | TEXT | NUMBER | NUMBER | NUMBER | NUMBER | TEXT | TEXT | NUMBER | NUMBER | NUMBER | NUMBER | TEXT | TEXT | NUMBER | NUMBER | NUMBER # | NUMBER # | TEXT | TEXT | NUMBER # | NUMBER # | DATE | NUMBER # | NUMBER # | TEXT #
Sl. No. | Item Description | Item Code / Make | Quantity | Units | Estimated Rate in Rs. P |  |  | Addition / Deduction | Addition / Deduction Values | Currency Convertion against each Item | Quoted Currency in INR / Other Currency | Unit Ex-Works Supply Prices (in. Rs./Unit) (Excluding Taxes) | GST (If applicable in Percentage) | GST Amount in Rs. P |  | Unit Freight & Insurance Charges (in Rs./Unit) (Excluding Taxes) |  |  | Unit Erection Charges (in Rs./Unit) (Excluding Taxes) | Total Unit Rate (Ex works(Supply+ F&I) & Erection | GST on Total Unit Rate @18% (Rs/Unit) | Unit Rate With Taxes/GST for supply,F&I and installation (in Rs.) | [27 empty] | HSN / SAC Code |  | TOTAL AMOUNT excluding taxes in Rs. P | Total Cost including Tax (Rs.) | TOTAL AMOUNT In Words
1 | 2 | 3 | 4 | 5 | 6 | 7 | 8 | 9 | 10 | 11 | 12 | 7 | 8 | 9 | 16 | 17 | 18 | 19 | 20 | 21 | 22 | 23 | 24 | 25 | 26 | 27 | 28 | 29 | 30 | 31 | 32 | 33 | 34 | 35 | 36 | 37 | 38 | 39 | 40 | 41 | 42 | 43 | 44 | 45 | 46 | 47 | 48 | 49 | 50 | 10 | 52 | 11 | 12 | 13
1 | Armoured LT cabling in high loss area (LT line on 3.5Cx 50 sq.mm armoured cable) | item1 | 158.84 | Km. |  |  |  | Excess(+) | 1 | Full Conversion | INR | [8 empty] | 0 | 0 | 0 | [29 empty] | 0 | 0 | #VALUE! | 1 | Construction of chamber for 100mm sluices valve | item1 | 10 | 1 Nos
2 | PCC Pole, 8.5 Mtr. Long | item2 | 1588 | No. |  |  |  | Excess(+) | 1 | Full Conversion | INR | [8 empty] | 0 | 0 | 0 | [29 empty] | 0 | 0 | #VALUE! | 1.01 | Supplying, Conveying and fixing spls. Including eart | item1 | 123.223 | Nos
3 | Bolts and Nuts for Shackle Insulators | item3 | 22237.6 | Kg |  |  |  | Excess(+) | 1 | Full Conversion | INR | [8 empty] | 0 | 0 | 0 | [29 empty] | 0 | 0 | #VALUE!
4 | LT Shakle Insulator 100x115 mm | item4 | 22238 | No. |  |  |  | Excess(+) | 1 | Full Conversion | INR | [8 empty] | 0 | 0 | 0 | [29 empty] | 0 | 0 | #VALUE!
5 | D-Straps | item5 | 22238 | No. |  |  |  | Excess(+) | 1 | Full Conversion | INR | [8 empty] | 0 | 0 | 0 | [29 empty] | 0 | 0 | #VALUE!
6 | LT XLPE armoured 3.5x50 Sq. mm. Cable | item6 | 166.78 | Km. |  |  |  | Excess(+) | 1 | Full Conversion | INR | [8 empty] | 0 | 0 | 0 | [29 empty] | 0 | 0 | #VALUE!
7 | Mid Span Jointing Sleeves (50 sq. mm) | item7 | 1271 | No. |  |  |  | Excess(+) | 1 | Full Conversion | INR | [8 empty] | 0 | 0 | 0 | [29 empty] | 0 | 0 | #VALUE!
8 | Insulating Piercing Connector (50-150 sq.mm) | item8 | 25414 | No. |  |  |  | Excess(+) | 1 | Full Conversion | INR | [8 empty] | 0 | 0 | 0 | [29 empty] | 0 | 0 | #VALUE!
9 | Insulation mastic tape (2inc X 10 feet). | item9 | 3653 | No. |  |  |  | Excess(+) | 1 | Full Conversion | INR | [8 empty] | 0 | 0 | 0 | [29 empty] | 0 | 0 | #VALUE!
10 | supply of Three Phase SMC Distribution Box with clamps and suitable lock and key arrangment | item10 | 3971 | No. |  |  |  | Excess(+) | 1 | Full Conversion | INR | [8 empty] | 0 | 0 | 0 | [29 empty] | 0 | 0 | #VALUE!
11 | supply of Single of Phase SMC Distribution Box with clamps and suitable lock and key arrangment | item11 | 1112 | No. |  |  |  | Excess(+) | 1 | Full Conversion | INR | [8 empty] | 0 | 0 | 0 | [29 empty] | 0 | 0 | #VALUE!
12 | 1x35 mm2 XLPE insulated AL. cable for energising the distribution boxes/kiosks. | item12 | 16995.88 | Mtr |  |  |  | Excess(+) | 1 | Full Conversion | INR | [8 empty] | 0 | 0 | 0 | [29 empty] | 0 | 0 | #VALUE!
13 | 1x16 mm2 XLPE insulated Al. cable for energising the street light | item13 | 5082.88 | Mtr |  |  |  | Excess(+) | 1 | Full Conversion | INR | [8 empty] | 0 | 0 | 0 | [29 empty] | 0 | 0 | #VALUE!
14 | Earthing coil (coil of 115 turns of 50 mm dia and 2.5mtrs lead of 4.0mm GI wire) | item14 | 1112 | No. |  |  |  | Excess(+) | 1 | Full Conversion | INR | [8 empty] | 0 | 0 | 0 | [29 empty] | 0 | 0 | #VALUE!
15 | GI Wire 6 SWG | item15 | 222.38 | Kg |  |  |  | Excess(+) | 1 | Full Conversion | INR | [8 empty] | 0 | 0 | 0 | [29 empty] | 0 | 0 | #VALUE!
16 | LT Stay Set (16 x 1800 mm) | item16 | 1588 | No. |  |  |  | Excess(+) | 1 | Full Conversion | INR | [8 empty] | 0 | 0 | 0 | [29 empty] | 0 | 0 | #VALUE!
17 | LT Stay Clamp with nut and bolt | item17 | 1588 | Set |  |  |  | Excess(+) | 1 | Full Conversion | INR | [8 empty] | 0 | 0 | 0 | [29 empty] | 0 | 0 | #VALUE!
18 | Stay Wire 7/10 SWG | item18 | 7942 | Kg |  |  |  | Excess(+) | 1 | Full Conversion | INR | [8 empty] | 0 | 0 | 0 | [29 empty] | 0 | 0 | #VALUE!
19 | LT Stay Insulator | item19 | 1588 | Set |  |  |  | Excess(+) | 1 | Full Conversion | INR | [8 empty] | 0 | 0 | 0 | [29 empty] | 0 | 0 | #VALUE!
20 | Stone Pad (300x300x75mm) | item20 | 1588 | No. |  |  |  | Excess(+) | 1 | Full Conversion | INR | [8 empty] | 0 | 0 | 0 | [29 empty] | 0 | 0 | #VALUE!
21 | LT clamp with nut and bolt for PCC pole | item21 | 1588 | Set |  |  |  | Excess(+) | 1 | Full Conversion | INR | [8 empty] | 0 | 0 | 0 | [29 empty] | 0 | 0 | #VALUE!
22 | Angle for vertical Arm L50X50X6(Type-A) | item22 | 3177 | No. |  |  |  | Excess(+) | 1 | Full Conversion | INR | [8 empty] | 0 | 0 | 0 | [29 empty] | 0 | 0 | #VALUE!
23 | Angle for vertical Arm L50X50X6(Type-B) | item23 | 3177 | No. |  |  |  | Excess(+) | 1 | Full Conversion | INR | [8 empty] | 0 | 0 | 0 | [29 empty] | 0 | 0 | #VALUE!
24 | Top clamp for Vertical arm( Type-A) | item24 | 3177 | No. |  |  |  | Excess(+) | 1 | Full Conversion | INR | [8 empty] | 0 | 0 | 0 | [29 empty] | 0 | 0 | #VALUE!
25 | Top clamp for Vertical arm( Type-B) | item25 | 3177 | No. |  |  |  | Excess(+) | 1 | Full Conversion | INR | [8 empty] | 0 | 0 | 0 | [29 empty] | 0 | 0 | #VALUE!
26 | Bottom clamp for vertical arm (Type-A) | item26 | 3177 | No. |  |  |  | Excess(+) | 1 | Full Conversion | INR | [8 empty] | 0 | 0 | 0 | [29 empty] | 0 | 0 | #VALUE!
27 | Bottom clamp for vertical arm (Type-B) | item27 | 3177 | No. |  |  |  | Excess(+) | 1 | Full Conversion | INR | [8 empty] | 0 | 0 | 0 | [29 empty] | 0 | 0 | #VALUE!
28 | Replacement of bare conductors/Damaged A.B. Cable with LT AB Cables (3x50+1x35+1x16) sq.mm. | item28 | 760 | Km. |  |  |  | Excess(+) | 1 | Full Conversion | INR | [8 empty] | 0 | 0 | 0 | [29 empty] | 0 | 0 | #VALUE!
29 | PCC Pole, 8.5 Mtr. Long | item29 | 7600 | No. |  |  |  | Excess(+) | 1 | Full Conversion | INR | [8 empty] | 0 | 0 | 0 | [29 empty] | 0 | 0 | #VALUE!
30 | Stone Pad (300x300x75mm) | item30 | 7600 | No. |  |  |  | Excess(+) | 1 | Full Conversion | INR | [8 empty] | 0 | 0 | 0 | [29 empty] | 0 | 0 | #VALUE!
31 | Earthing coil (coil of 115 turns of 50 mm dia and 2.5mtrs lead of 4.0mm GI wire) | item31 | 7600 | No. |  |  |  | Excess(+) | 1 | Full Conversion | INR | [8 empty] | 0 | 0 | 0 | [29 empty] | 0 | 0 | #VALUE!
32 | GI Wire 6 SWG | item32 | 1520 | Kg |  |  |  | Excess(+) | 1 | Full Conversion | INR | [8 empty] | 0 | 0 | 0 | [29 empty] | 0 | 0 | #VALUE!
33 | LT Stay Set (16 x 1800 mm) | item33 | 3800 | No. |  |  |  | Excess(+) | 1 | Full Conversion | INR | [8 empty] | 0 | 0 | 0 | [29 empty] | 0 | 0 | #VALUE!
34 | LT Stay Clamp with nut and bolt | item34 | 3800 | Set |  |  |  | Excess(+) | 1 | Full Conversion | INR | [8 empty] | 0 | 0 | 0 | [29 empty] | 0 | 0 | #VALUE!
35 | Stay Wire 7/10 SWG | item35 | 19000 | Kg |  |  |  | Excess(+) | 1 | Full Conversion | INR | [8 empty] | 0 | 0 | 0 | [29 empty] | 0 | 0 | #VALUE!
36 | LT Stay Insulator | item36 | 3800 | Set |  |  |  | Excess(+) | 1 | Full Conversion | INR | [8 empty] | 0 | 0 | 0 | [29 empty] | 0 | 0 | #VALUE!
37 | Dead End clamps with I-Hook (Insulated) | item37 | 9120 | No. |  |  |  | Excess(+) | 1 | Full Conversion | INR | [8 empty] | 0 | 0 | 0 | [29 empty] | 0 | 0 | #VALUE!
38 | Suspension Clamp with I-Hook | item38 | 21280 | No. |  |  |  | Excess(+) | 1 | Full Conversion | INR | [8 empty] | 0 | 0 | 0 | [29 empty] | 0 | 0 | #VALUE!
39 | Pole clamps with nut and bolt | item39 | 7600 | Set |  |  |  | Excess(+) | 1 | Full Conversion | INR | [8 empty] | 0 | 0 | 0 | [29 empty] | 0 | 0 | #VALUE!
40 | Holding clamp for round pole with nut and bolt | item40 | 1520 | Set |  |  |  | Excess(+) | 1 | Full Conversion | INR | [8 empty] | 0 | 0 | 0 | [29 empty] | 0 | 0 | #VALUE!
41 | LT Insulation Piercing Connectors of 120-50 sq. mm -50-35 sq. mm size for energizing distribution kiosk/box | item41 | 49400 | No. |  |  |  | Excess(+) | 1 | Full Conversion | INR | [8 empty] | 0 | 0 | 0 | [29 empty] | 0 | 0 | #VALUE!
42 | LT Insulation Piercing connectors (16 sq. mm -16 sq. mm) suitable for street light connection | item42 | 19000 | No. |  |  |  | Excess(+) | 1 | Full Conversion | INR | [8 empty] | 0 | 0 | 0 | [29 empty] | 0 | 0 | #VALUE!
43 | Supply of SMC LT distribution boxes/kiosk, 3 phase on the LT Poles including all clamps & material required for mounting connections | item43 | 15200 | No. |  |  |  | Excess(+) | 1 | Full Conversion | INR | [8 empty] | 0 | 0 | 0 | [29 empty] | 0 | 0 | #VALUE!
44 | LT ABC of 3x50+1x35+1x16 sq. mm | item44 | 798 | Km. |  |  |  | Excess(+) | 1 | Full Conversion | INR | [8 empty] | 0 | 0 | 0 | [29 empty] | 0 | 0 | #VALUE!
45 | 1x35 mm2 XLPE insulated AL. cable for energising the distribution boxes/kiosks. | item45 | 76000 | Mtr |  |  |  | Excess(+) | 1 | Full Conversion | INR | [8 empty] | 0 | 0 | 0 | [29 empty] | 0 | 0 | #VALUE!
46 | 1x16 mm2 XLPE insulated Al. cable for energising the street light | item46 | 19000 | Mtr |  |  |  | Excess(+) | 1 | Full Conversion | INR | [8 empty] | 0 | 0 | 0 | [29 empty] | 0 | 0 | #VALUE!
47 | End cap for LT AB cable | item47 | 9120 | No. |  |  |  | Excess(+) | 1 | Full Conversion | INR | [8 empty] | 0 | 0 | 0 | [29 empty] | 0 | 0 | #VALUE!
48 | PG Clamps | item48 | 38000 | No. |  |  |  | Excess(+) | 1 | Full Conversion | INR | [8 empty] | 0 | 0 | 0 | [29 empty] | 0 | 0 | #VALUE!
49 | Replacement of bare conductors/Damaged A.B. Cable with LT AB Cables (3x95+1x70+1x16) sq.mm. | item49 | 961.53 | Km. |  |  |  | Excess(+) | 1 | Full Conversion | INR | [8 empty] | 0 | 0 | 0 | [29 empty] | 0 | 0 | #VALUE!
50 | PCC Pole, 8.5 Mtr. Long | item50 | 7692 | No. |  |  |  | Excess(+) | 1 | Full Conversion | INR | [8 empty] | 0 | 0 | 0 | [29 empty] | 0 | 0 | #VALUE!
51 | Stone Pad (300x300x75mm) | item51 | 7692 | No. |  |  |  | Excess(+) | 1 | Full Conversion | INR | [8 empty] | 0 | 0 | 0 | [29 empty] | 0 | 0 | #VALUE!
52 | Earthing coil (coil of 115 turns of 50 mm dia and 2.5mtrs lead of 4.0mm GI wire) | item52 | 7692 | No. |  |  |  | Excess(+) | 1 | Full Conversion | INR | [8 empty] | 0 | 0 | 0 | [29 empty] | 0 | 0 | #VALUE!
53 | GI Wire 6 SWG | item53 | 1538.46 | Kg |  |  |  | Excess(+) | 1 | Full Conversion | INR | [8 empty] | 0 | 0 | 0 | [29 empty] | 0 | 0 | #VALUE!
54 | LT Stay Set (16 x 1800 mm) | item54 | 4808 | No. |  |  |  | Excess(+) | 1 | Full Conversion | INR | [8 empty] | 0 | 0 | 0 | [29 empty] | 0 | 0 | #VALUE!
55 | LT Stay Clamp with nut and bolt | item55 | 4808 | Set |  |  |  | Excess(+) | 1 | Full Conversion | INR | [8 empty] | 0 | 0 | 0 | [29 empty] | 0 | 0 | #VALUE!
56 | Stay Wire 7/10 SWG | item56 | 24038.41 | Kg |  |  |  | Excess(+) | 1 | Full Conversion | INR | [8 empty] | 0 | 0 | 0 | [29 empty] | 0 | 0 | #VALUE!
57 | LT Stay Insulator | item57 | 4808 | Set |  |  |  | Excess(+) | 1 | Full Conversion | INR | [8 empty] | 0 | 0 | 0 | [29 empty] | 0 | 0 | #VALUE!
58 | Dead End clamps with I-Hook (Insulated) | item58 | 11539 | No. |  |  |  | Excess(+) | 1 | Full Conversion | INR | [8 empty] | 0 | 0 | 0 | [29 empty] | 0 | 0 | #VALUE!
59 | Suspension Clamp with I-Hook | item59 | 26923 | No. |  |  |  | Excess(+) | 1 | Full Conversion | INR | [8 empty] | 0 | 0 | 0 | [29 empty] | 0 | 0 | #VALUE!
60 | Pole clamps with nut and bolt | item60 | 9615 | Set |  |  |  | Excess(+) | 1 | Full Conversion | INR | [8 empty] | 0 | 0 | 0 | [29 empty] | 0 | 0 | #VALUE!
61 | Holding clamp for round pole with nut and bolt | item61 | 1923 | Set |  |  |  | Excess(+) | 1 | Full Conversion | INR | [8 empty] | 0 | 0 | 0 | [29 empty] | 0 | 0 | #VALUE!
62 | LT Insulation Piercing Connectors of 120-50 sq. mm -50-35 sq. mm size for energizing distribution kiosk/box | item62 | 62500 | No. |  |  |  | Excess(+) | 1 | Full Conversion | INR | [8 empty] | 0 | 0 | 0 | [29 empty] | 0 | 0 | #VALUE!
63 | LT Insulation Piercing connectors (16 sq. mm -16 sq. mm) suitable for street light connection | item63 | 24038 | No. |  |  |  | Excess(+) | 1 | Full Conversion | INR | [8 empty] | 0 | 0 | 0 | [29 empty] | 0 | 0 | #VALUE!
64 | Supply of SMC LT distribution boxes/kiosk, 3 phase on the LT Poles including all clamps & material required for mounting connections | item64 | 19231 | No. |  |  |  | Excess(+) | 1 | Full Conversion | INR | [8 empty] | 0 | 0 | 0 | [29 empty] | 0 | 0 | #VALUE!
65 | LT ABC of 3x95+1x70+1x16 sq. mm | item65 | 1009.61 | Km. |  |  |  | Excess(+) | 1 | Full Conversion | INR | [8 empty] | 0 | 0 | 0 | [29 empty] | 0 | 0 | #VALUE!
66 | 1x35 mm2 XLPE insulated AL. cable for energising the distribution boxes/kiosks. | item66 | 96153.64 | Mtr |  |  |  | Excess(+) | 1 | Full Conversion | INR | [8 empty] | 0 | 0 | 0 | [29 empty] | 0 | 0 | #VALUE!
67 | 1x16 mm2 XLPE insulated Al. cable for energising the street light | item67 | 24038.41 | Mtr |  |  |  | Excess(+) | 1 | Full Conversion | INR | [8 empty] | 0 | 0 | 0 | [29 empty] | 0 | 0 | #VALUE!
68 | End cap for LT AB cable | item68 | 11539 | No. |  |  |  | Excess(+) | 1 | Full Conversion | INR | [8 empty] | 0 | 0 | 0 | [29 empty] | 0 | 0 | #VALUE!
69 | PG Clamps | item69 | 24038 | No. |  |  |  | Excess(+) | 1 | Full Conversion | INR | [8 empty] | 0 | 0 | 0 | [29 empty] | 0 | 0 | #VALUE!
70 | Replacement of bare conductors/Damaged A.B. Cable with LT AB Cables (3x120+1x95+1x16) sq.mm. | item70 | 2323.56 | Km. |  |  |  | Excess(+) | 1 | Full Conversion | INR | [8 empty] | 0 | 0 | 0 | [29 empty] | 0 | 0 | #VALUE!
71 | PCC Pole, 8.5 Mtr. Long | item71 | 18588 | No. |  |  |  | Excess(+) | 1 | Full Conversion | INR | [8 empty] | 0 | 0 | 0 | [29 empty] | 0 | 0 | #VALUE!
72 | Stone pad (300x300x75mm) | item72 | 18588 | No. |  |  |  | Excess(+) | 1 | Full Conversion | INR | [8 empty] | 0 | 0 | 0 | [29 empty] | 0 | 0 | #VALUE!
73 | Earthing coil (coil of 115 turns of 50 mm dia and 2.5mtrs lead of 4.0mm GI wire) | item73 | 18588 | No. |  |  |  | Excess(+) | 1 | Full Conversion | INR | [8 empty] | 0 | 0 | 0 | [29 empty] | 0 | 0 | #VALUE!
74 | GI Wire 6 SWG | item74 | 3717.7 | Kg |  |  |  | Excess(+) | 1 | Full Conversion | INR | [8 empty] | 0 | 0 | 0 | [29 empty] | 0 | 0 | #VALUE!
75 | LT Stay Set (16 x 1800 mm) | item75 | 11618 | No. |  |  |  | Excess(+) | 1 | Full Conversion | INR | [8 empty] | 0 | 0 | 0 | [29 empty] | 0 | 0 | #VALUE!
76 | LT Stay Clamp with nut and bolt | item76 | 11618 | Set |  |  |  | Excess(+) | 1 | Full Conversion | INR | [8 empty] | 0 | 0 | 0 | [29 empty] | 0 | 0 | #VALUE!
77 | Stay Wire 7/10 SWG | item77 | 58089 | Kg |  |  |  | Excess(+) | 1 | Full Conversion | INR | [8 empty] | 0 | 0 | 0 | [29 empty] | 0 | 0 | #VALUE!
78 | LT Stay Insulator | item78 | 11618 | Set |  |  |  | Excess(+) | 1 | Full Conversion | INR | [8 empty] | 0 | 0 | 0 | [29 empty] | 0 | 0 | #VALUE!
79 | Dead End clamps with I-Hook (Insulated) | item79 | 27883 | No. |  |  |  | Excess(+) | 1 | Full Conversion | INR | [8 empty] | 0 | 0 | 0 | [29 empty] | 0 | 0 | #VALUE!
80 | Suspension Clamp with I-Hook | item80 | 65060 | No. |  |  |  | Excess(+) | 1 | Full Conversion | INR | [8 empty] | 0 | 0 | 0 | [29 empty] | 0 | 0 | #VALUE!
81 | Pole clamps with nut and bolt | item81 | 23236 | Set |  |  |  | Excess(+) | 1 | Full Conversion | INR | [8 empty] | 0 | 0 | 0 | [29 empty] | 0 | 0 | #VALUE!
82 | Holding clamp for round pole with nut and bolt | item82 | 4647 | Set |  |  |  | Excess(+) | 1 | Full Conversion | INR | [8 empty] | 0 | 0 | 0 | [29 empty] | 0 | 0 | #VALUE!
83 | LT Insulation Piercing Connectors of 120-50 sq. mm -50-35 sq. mm size for energizing distribution kiosk/box | item83 | 151031 | No. |  |  |  | Excess(+) | 1 | Full Conversion | INR | [8 empty] | 0 | 0 | 0 | [29 empty] | 0 | 0 | #VALUE!
84 | LT Insulation Piercing connectors (16 sq. mm -16 sq. mm) suitable for street light connection | item84 | 58089 | No. |  |  |  | Excess(+) | 1 | Full Conversion | INR | [8 empty] | 0 | 0 | 0 | [29 empty] | 0 | 0 | #VALUE!
85 | Supply of SMC LT distribution boxes/kiosk, 3 phase on the LT Poles including all clamps & material required for mounting connections | item85 | 46471 | No. |  |  |  | Excess(+) | 1 | Full Conversion | INR | [8 empty] | 0 | 0 | 0 | [29 empty] | 0 | 0 | #VALUE!
86 | LT ABC of 3x120+1x95+1x16 sq. mm | item86 | 2439.74 | Km. |  |  |  | Excess(+) | 1 | Full Conversion | INR | [8 empty] | 0 | 0 | 0 | [29 empty] | 0 | 0 | #VALUE!
87 | 1x35 mm2 XLPE insulated AL. cable for energising the distribution boxes/kiosks. | item87 | 232356 | Mtr |  |  |  | Excess(+) | 1 | Full Conversion | INR | [8 empty] | 0 | 0 | 0 | [29 empty] | 0 | 0 | #VALUE!
88 | 1x16 mm2 XLPE insulated Al. cable for energising the street light | item88 | 58089 | Mtr |  |  |  | Excess(+) | 1 | Full Conversion | INR | [8 empty] | 0 | 0 | 0 | [29 empty] | 0 | 0 | #VALUE!
89 | End cap for LT AB cable | item89 | 27883 | No. |  |  |  | Excess(+) | 1 | Full Conversion | INR | [8 empty] | 0 | 0 | 0 | [29 empty] | 0 | 0 | #VALUE!
90 | PG Clamps | item90 | 58089 | No. |  |  |  | Excess(+) | 1 | Full Conversion | INR | [8 empty] | 0 | 0 | 0 | [29 empty] | 0 | 0 | #VALUE!
91 | Feeder bifurcation (11 KV line) | item91 | 158 | No. |  |  |  | Excess(+) | 1 | Full Conversion | INR | [8 empty] | 0 | 0 | 0 | [29 empty] | 0 | 0 | #VALUE!
92 | 11kV New Line on 11 Mtr. ST Pole with ACSR DOG Conductor (Feeder bifurcation 11 KV Line) | item92 | 358.5 | Km. |  |  |  | Excess(+) | 1 | Full Conversion | INR | [8 empty] | 0 | 0 | 0 | [29 empty] | 0 | 0 | #VALUE!
93 | 11 KV Polymer Disc Insulator B&S type 70 KN | item93 | 5378 | No. |  |  |  | Excess(+) | 1 | Full Conversion | INR | [8 empty] | 0 | 0 | 0 | [29 empty] | 0 | 0 | #VALUE!
94 | Disc Fitting B&S type 70 KN | item94 | 5378 | No. |  |  |  | Excess(+) | 1 | Full Conversion | INR | [8 empty] | 0 | 0 | 0 | [29 empty] | 0 | 0 | #VALUE!
95 | 11 KV Composite Polymer Pin Insulator with Nut and washers | item95 | 22586 | No. |  |  |  | Excess(+) | 1 | Full Conversion | INR | [8 empty] | 0 | 0 | 0 | [29 empty] | 0 | 0 | #VALUE!
96 | 11kV MS Danger Board with clamp, bolts & nuts | item96 | 7887 | No. |  |  |  | Excess(+) | 1 | Full Conversion | INR | [8 empty] | 0 | 0 | 0 | [29 empty] | 0 | 0 | #VALUE!
97 | 11kV MS Number Plate for clamp with N&B | item97 | 7887 | No. |  |  |  | Excess(+) | 1 | Full Conversion | INR | [8 empty] | 0 | 0 | 0 | [29 empty] | 0 | 0 | #VALUE!
98 | 11 KV Stay Set (16 x 1800 mm) | item98 | 4302 | No. |  |  |  | Excess(+) | 1 | Full Conversion | INR | [8 empty] | 0 | 0 | 0 | [29 empty] | 0 | 0 | #VALUE!
99 | 11 KV Stay Clamp with nut and bolt | item99 | 4302 | Set |  |  |  | Excess(+) | 1 | Full Conversion | INR | [8 empty] | 0 | 0 | 0 | [29 empty] | 0 | 0 | #VALUE!
100 | Stay Wire 7/10 SWG | item100 | 21510 | Kg |  |  |  | Excess(+) | 1 | Full Conversion | INR | [8 empty] | 0 | 0 | 0 | [29 empty] | 0 | 0 | #VALUE!
101 | 11 KV Stay Insulator | item101 | 4302 | set |  |  |  | Excess(+) | 1 | Full Conversion | INR | [8 empty] | 0 | 0 | 0 | [29 empty] | 0 | 0 | #VALUE!
102 | ACSR Dog Conductor | item102 | 1107.77 | Km. |  |  |  | Excess(+) | 1 | Full Conversion | INR | [8 empty] | 0 | 0 | 0 | [29 empty] | 0 | 0 | #VALUE!
103 | P.G. Clamp for ACSR Dog/Raccoon | item103 | 4302 | No. |  |  |  | Excess(+) | 1 | Full Conversion | INR | [8 empty] | 0 | 0 | 0 | [29 empty] | 0 | 0 | #VALUE!
104 | Armour Rod with Ferrule for ACSR Dog/Panther/Raccoon Helical performed | item104 | 1076 | Set |  |  |  | Excess(+) | 1 | Full Conversion | INR | [8 empty] | 0 | 0 | 0 | [29 empty] | 0 | 0 | #VALUE!
105 | 11 Mtr. Long Steel Tubular pole 410 SP 55 | item105 | 7529 | No. |  |  |  | Excess(+) | 1 | Full Conversion | INR | [8 empty] | 0 | 0 | 0 | [29 empty] | 0 | 0 | #VALUE!
106 | 13 Mtr. Long Steel Tubular pole 410 SP 72 | item106 | 717 | No. |  |  |  | Excess(+) | 1 | Full Conversion | INR | [8 empty] | 0 | 0 | 0 | [29 empty] | 0 | 0 | #VALUE!
107 | Earthing coil (coil of 115 turns of 50 mm dia and 2.5mtrs lead of 4.0mm GI wire) | item107 | 8246 | No. |  |  |  | Excess(+) | 1 | Full Conversion | INR | [8 empty] | 0 | 0 | 0 | [29 empty] | 0 | 0 | #VALUE!
108 | Aluminium Binding Wire - 6 SWG | item108 | 3853.88 | Kg |  |  |  | Excess(+) | 1 | Full Conversion | INR | [8 empty] | 0 | 0 | 0 | [29 empty] | 0 | 0 | #VALUE!
109 | Aluminium Jointing Sleeves | item109 | 1076 | No. |  |  |  | Excess(+) | 1 | Full Conversion | INR | [8 empty] | 0 | 0 | 0 | [29 empty] | 0 | 0 | #VALUE!
110 | G.I. Barbed Wire | item110 | 15236.25 | Kg |  |  |  | Excess(+) | 1 | Full Conversion | INR | [8 empty] | 0 | 0 | 0 | [29 empty] | 0 | 0 | #VALUE!
111 | GI Wire 6 SWG | item111 | 40869 | Kg |  |  |  | Excess(+) | 1 | Full Conversion | INR | [8 empty] | 0 | 0 | 0 | [29 empty] | 0 | 0 | #VALUE!
112 | GI Wire 8 SWG | item112 | 14340 | Kg |  |  |  | Excess(+) | 1 | Full Conversion | INR | [8 empty] | 0 | 0 | 0 | [29 empty] | 0 | 0 | #VALUE!
113 | GI Wire 16 SWG | item113 | 376.43 | Kg |  |  |  | Excess(+) | 1 | Full Conversion | INR | [8 empty] | 0 | 0 | 0 | [29 empty] | 0 | 0 | #VALUE!
114 | Eye Bolt | item114 | 5736 | No. |  |  |  | Excess(+) | 1 | Full Conversion | INR | [8 empty] | 0 | 0 | 0 | [29 empty] | 0 | 0 | #VALUE!
115 | Turn Buckle | item115 | 5736 | No. |  |  |  | Excess(+) | 1 | Full Conversion | INR | [8 empty] | 0 | 0 | 0 | [29 empty] | 0 | 0 | #VALUE!
116 | Red Oxide Paint | item116 | 16491 | Ltr |  |  |  | Excess(+) | 1 | Full Conversion | INR | [8 empty] | 0 | 0 | 0 | [29 empty] | 0 | 0 | #VALUE!
117 | Aluminium Paint | item117 | 8245.5 | Ltr |  |  |  | Excess(+) | 1 | Full Conversion | INR | [8 empty] | 0 | 0 | 0 | [29 empty] | 0 | 0 | #VALUE!
118 | 11kV 'E' Bracket with N&B | item118 | 1076 | No. |  |  |  | Excess(+) | 1 | Full Conversion | INR | [8 empty] | 0 | 0 | 0 | [29 empty] | 0 | 0 | #VALUE!
119 | 11kV `F' Bracket with N&B | item119 | 8246 | No. |  |  |  | Excess(+) | 1 | Full Conversion | INR | [8 empty] | 0 | 0 | 0 | [29 empty] | 0 | 0 | #VALUE!
120 | GI Top Channel 125x65 mm, 2240 mm with clamp, bolts, nuts and washers | item120 | 359 | No. |  |  |  | Excess(+) | 1 | Full Conversion | INR | [8 empty] | 0 | 0 | 0 | [29 empty] | 0 | 0 | #VALUE!
121 | GI Channel 100x50x6 mm. 1300 mm long with clamp, nut,bolt and washer | item121 | 359 | No. |  |  |  | Excess(+) | 1 | Full Conversion | INR | [8 empty] | 0 | 0 | 0 | [29 empty] | 0 | 0 | #VALUE!
122 | GI Top Channel 125x65x6, 1525 mm long with clamp, bolts, nuts and washers | item122 | 359 | No. |  |  |  | Excess(+) | 1 | Full Conversion | INR | [8 empty] | 0 | 0 | 0 | [29 empty] | 0 | 0 | #VALUE!
123 | GI Angle 65x65x6 mm, 2700 mm long bracing complete with 4 clamps, Nut, bolt and washers | item123 | 717 | No. |  |  |  | Excess(+) | 1 | Full Conversion | INR | [8 empty] | 0 | 0 | 0 | [29 empty] | 0 | 0 | #VALUE!
124 | Cross arm holding Clamp with nuts & bolts | item124 | 7529 | No. |  |  |  | Excess(+) | 1 | Full Conversion | INR | [8 empty] | 0 | 0 | 0 | [29 empty] | 0 | 0 | #VALUE!
125 | V-Type Cross arm for 11KV Line, 100x50x6 mm, GI | item125 | 7529 | No. |  |  |  | Excess(+) | 1 | Full Conversion | INR | [8 empty] | 0 | 0 | 0 | [29 empty] | 0 | 0 | #VALUE!
126 | Guarding angle 75x75x6 mm, 1600 mm long with holding clamp, packing piece, nut & bolts etc. | item126 | 1434 | No. |  |  |  | Excess(+) | 1 | Full Conversion | INR | [8 empty] | 0 | 0 | 0 | [29 empty] | 0 | 0 | #VALUE!
127 | GI guarding Angle Iron 75x75x6 mm 3010 mm long | item127 | 359 | No. |  |  |  | Excess(+) | 1 | Full Conversion | INR | [8 empty] | 0 | 0 | 0 | [29 empty] | 0 | 0 | #VALUE!
128 | Stone Pad (300x300x75mm) | item128 | 8246 | No. |  |  |  | Excess(+) | 1 | Full Conversion | INR | [8 empty] | 0 | 0 | 0 | [29 empty] | 0 | 0 | #VALUE!
129 | 11kV New Line on 8.5 Mtr. PCC Pole with ACSR DOG Conductor | item129 | 440.4 | Km. |  |  |  | Excess(+) | 1 | Full Conversion | INR | [8 empty] | 0 | 0 | 0 | [29 empty] | 0 | 0 | #VALUE!
130 | 11 KV Polymer Disc Insulator B&S type 70 KN | item130 | 3964 | No. |  |  |  | Excess(+) | 1 | Full Conversion | INR | [8 empty] | 0 | 0 | 0 | [29 empty] | 0 | 0 | #VALUE!
131 | Disc Fitting B&S type 70 KN | item131 | 3964 | No. |  |  |  | Excess(+) | 1 | Full Conversion | INR | [8 empty] | 0 | 0 | 0 | [29 empty] | 0 | 0 | #VALUE!
132 | 11 KV Composite Polymer Pin Insulator with Nut and washers | item132 | 30388 | No. |  |  |  | Excess(+) | 1 | Full Conversion | INR | [8 empty] | 0 | 0 | 0 | [29 empty] | 0 | 0 | #VALUE!
133 | 11kV MS Danger Board with clamp, bolts & nuts | item133 | 10129 | No. |  |  |  | Excess(+) | 1 | Full Conversion | INR | [8 empty] | 0 | 0 | 0 | [29 empty] | 0 | 0 | #VALUE!
134 | 11kV MS Number Plate for clamp with N&B | item134 | 10129 | No. |  |  |  | Excess(+) | 1 | Full Conversion | INR | [8 empty] | 0 | 0 | 0 | [29 empty] | 0 | 0 | #VALUE!
135 | 11 KV Stay Set (16 x 1800 mm) | item135 | 5285 | No. |  |  |  | Excess(+) | 1 | Full Conversion | INR | [8 empty] | 0 | 0 | 0 | [29 empty] | 0 | 0 | #VALUE!
136 | 11 KV Stay Clamp with nut and bolt | item136 | 5285 | Set |  |  |  | Excess(+) | 1 | Full Conversion | INR | [8 empty] | 0 | 0 | 0 | [29 empty] | 0 | 0 | #VALUE!
137 | Stay Wire 7/10 SWG | item137 | 26424 | Kg |  |  |  | Excess(+) | 1 | Full Conversion | INR | [8 empty] | 0 | 0 | 0 | [29 empty] | 0 | 0 | #VALUE!
138 | 11 KV Stay Insulator | item138 | 5285 | set |  |  |  | Excess(+) | 1 | Full Conversion | INR | [8 empty] | 0 | 0 | 0 | [29 empty] | 0 | 0 | #VALUE!
139 | ACSR Dog Conductor | item139 | 1360.84 | Km. |  |  |  | Excess(+) | 1 | Full Conversion | INR | [8 empty] | 0 | 0 | 0 | [29 empty] | 0 | 0 | #VALUE!
140 | P.G. Clamp for ACSR Dog/Raccoon | item140 | 7927 | No. |  |  |  | Excess(+) | 1 | Full Conversion | INR | [8 empty] | 0 | 0 | 0 | [29 empty] | 0 | 0 | #VALUE!
141 | Armour Rod with Ferrule for ACSR Dog/Panther/Raccoon Helical performed | item141 | 5285 | Set |  |  |  | Excess(+) | 1 | Full Conversion | INR | [8 empty] | 0 | 0 | 0 | [29 empty] | 0 | 0 | #VALUE!
142 | PCC Pole, 8.5 Mtr. Long | item142 | 11010 | No. |  |  |  | Excess(+) | 1 | Full Conversion | INR | [8 empty] | 0 | 0 | 0 | [29 empty] | 0 | 0 | #VALUE!
143 | Earthing coil (coil of 115 turns of 50 mm dia and 2.5mtrs lead of 4.0mm GI wire) | item143 | 11010 | No. |  |  |  | Excess(+) | 1 | Full Conversion | INR | [8 empty] | 0 | 0 | 0 | [29 empty] | 0 | 0 | #VALUE!
144 | Aluminium Binding Wire - 6 SWG | item144 | 5505 | Kg |  |  |  | Excess(+) | 1 | Full Conversion | INR | [8 empty] | 0 | 0 | 0 | [29 empty] | 0 | 0 | #VALUE!
145 | Aluminium Jointing Sleeves | item145 | 1321 | No. |  |  |  | Excess(+) | 1 | Full Conversion | INR | [8 empty] | 0 | 0 | 0 | [29 empty] | 0 | 0 | #VALUE!
146 | G.I. Barbed Wire | item146 | 21359.4 | Kg |  |  |  | Excess(+) | 1 | Full Conversion | INR | [8 empty] | 0 | 0 | 0 | [29 empty] | 0 | 0 | #VALUE!
147 | GI Wire 6 SWG | item147 | 154580.4 | Kg |  |  |  | Excess(+) | 1 | Full Conversion | INR | [8 empty] | 0 | 0 | 0 | [29 empty] | 0 | 0 | #VALUE!
148 | GI Wire 8 SWG | item148 | 54609.6 | Kg |  |  |  | Excess(+) | 1 | Full Conversion | INR | [8 empty] | 0 | 0 | 0 | [29 empty] | 0 | 0 | #VALUE!
149 | GI Wire 16 SWG | item149 | 1101 | Kg |  |  |  | Excess(+) | 1 | Full Conversion | INR | [8 empty] | 0 | 0 | 0 | [29 empty] | 0 | 0 | #VALUE!
150 | Eye Bolt | item150 | 12331 | No. |  |  |  | Excess(+) | 1 | Full Conversion | INR | [8 empty] | 0 | 0 | 0 | [29 empty] | 0 | 0 | #VALUE!
151 | Turn Buckle | item151 | 5725 | No. |  |  |  | Excess(+) | 1 | Full Conversion | INR | [8 empty] | 0 | 0 | 0 | [29 empty] | 0 | 0 | #VALUE!
152 | 11kV 'E' Bracket with N&B | item152 | 2642 | No. |  |  |  | Excess(+) | 1 | Full Conversion | INR | [8 empty] | 0 | 0 | 0 | [29 empty] | 0 | 0 | #VALUE!
153 | 11kV `F' Bracket with N&B | item153 | 9248 | No. |  |  |  | Excess(+) | 1 | Full Conversion | INR | [8 empty] | 0 | 0 | 0 | [29 empty] | 0 | 0 | #VALUE!
154 | GI Top Channel 125x65 mm, 2240 mm with clamp, bolts, nuts and washers | item154 | 1321 | No. |  |  |  | Excess(+) | 1 | Full Conversion | INR | [8 empty] | 0 | 0 | 0 | [29 empty] | 0 | 0 | #VALUE!
155 | GI Angle 65x65x6 mm, 2700 mm long bracing complete with 4 clamps, Nut, bolt and washers | item155 | 2202 | No. |  |  |  | Excess(+) | 1 | Full Conversion | INR | [8 empty] | 0 | 0 | 0 | [29 empty] | 0 | 0 | #VALUE!
156 | Cross arm holding Clamp with nuts & bolts | item156 | 9248 | No. |  |  |  | Excess(+) | 1 | Full Conversion | INR | [8 empty] | 0 | 0 | 0 | [29 empty] | 0 | 0 | #VALUE!
157 | V-Type Cross arm for 11KV Line, 100x50x6 mm, GI | item157 | 9248 | No. |  |  |  | Excess(+) | 1 | Full Conversion | INR | [8 empty] | 0 | 0 | 0 | [29 empty] | 0 | 0 | #VALUE!
158 | Guarding angle 75x75x6 mm, 1600 mm long with holding clamp, packing piece, nut & bolts etc. | item158 | 7487 | No. |  |  |  | Excess(+) | 1 | Full Conversion | INR | [8 empty] | 0 | 0 | 0 | [29 empty] | 0 | 0 | #VALUE!
159 | GI guarding Angle Iron 75x75x6 mm 3010 mm long | item159 | 440 | No. |  |  |  | Excess(+) | 1 | Full Conversion | INR | [8 empty] | 0 | 0 | 0 | [29 empty] | 0 | 0 | #VALUE!
160 | Stone Pad (300x300x75mm) | item160 | 11010 | No. |  |  |  | Excess(+) | 1 | Full Conversion | INR | [8 empty] | 0 | 0 | 0 | [29 empty] | 0 | 0 | #VALUE!
161 | GI Channel 100x50x6 mm. 1300 mm long with clamp, nut,bolt and washer | item161 | 440 | No. |  |  |  | Excess(+) | 1 | Full Conversion | INR | [8 empty] | 0 | 0 | 0 | [29 empty] | 0 | 0 | #VALUE!
162 | 11 KV Railway Crossing | item162 | 6 | No. |  |  |  | Excess(+) | 1 | Full Conversion | INR | [8 empty] | 0 | 0 | 0 | [29 empty] | 0 | 0 | #VALUE!
163 | 11kV 3x185 mm2 XLPE Cable | item163 | 1800 | Mtr |  |  |  | Excess(+) | 1 | Full Conversion | INR | [8 empty] | 0 | 0 | 0 | [29 empty] | 0 | 0 | #VALUE!
164 | Heat Shrinkable outdoor type termination kit suitable for 11kV XLPE 3x185 Sq.mm. cable size | item164 | 24 | Set |  |  |  | Excess(+) | 1 | Full Conversion | INR | [8 empty] | 0 | 0 | 0 | [29 empty] | 0 | 0 | #VALUE!
165 | HDPE Pipe for Cable laying (Pipe to be laid by HDD Method) (For Railway Crossing /Road Crossing) | item165 | 480 | Mtr |  |  |  | Excess(+) | 1 | Full Conversion | INR | [8 empty] | 0 | 0 | 0 | [29 empty] | 0 | 0 | #VALUE!
166 | Cable Route Marker | item166 | 12 | No. |  |  |  | Excess(+) | 1 | Full Conversion | INR | [8 empty] | 0 | 0 | 0 | [29 empty] | 0 | 0 | #VALUE!
167 | G.I. Pipe 6" dia . | item167 | 72 | Mtr |  |  |  | Excess(+) | 1 | Full Conversion | INR | [8 empty] | 0 | 0 | 0 | [29 empty] | 0 | 0 | #VALUE!
168 | 11 Mtr. Long Steel Tubular pole 410 SP 55 | item168 | 24 | No. |  |  |  | Excess(+) | 1 | Full Conversion | INR | [8 empty] | 0 | 0 | 0 | [29 empty] | 0 | 0 | #VALUE!
169 | Stone Pad (300x300x75mm) | item169 | 24 | No. |  |  |  | Excess(+) | 1 | Full Conversion | INR | [8 empty] | 0 | 0 | 0 | [29 empty] | 0 | 0 | #VALUE!
170 | GI Angle 65x65x6 mm, 2700 mm long bracing complete with 4 clamps, Nut, bolt and washers | item170 | 24 | No. |  |  |  | Excess(+) | 1 | Full Conversion | INR | [8 empty] | 0 | 0 | 0 | [29 empty] | 0 | 0 | #VALUE!
171 | GI Top Channel 125x65 mm, 2240 mm with clamp, bolts, nuts and washers | item171 | 12 | No. |  |  |  | Excess(+) | 1 | Full Conversion | INR | [8 empty] | 0 | 0 | 0 | [29 empty] | 0 | 0 | #VALUE!
172 | 11 KV Polymer Disc Insulator B&S type 70 KN | item172 | 36 | No. |  |  |  | Excess(+) | 1 | Full Conversion | INR | [8 empty] | 0 | 0 | 0 | [29 empty] | 0 | 0 | #VALUE!
173 | Disc Fitting B&S type 70 KN | item173 | 36 | No. |  |  |  | Excess(+) | 1 | Full Conversion | INR | [8 empty] | 0 | 0 | 0 | [29 empty] | 0 | 0 | #VALUE!
174 | P.G. Clamp for ACSR Dog/Raccoon | item174 | 72 | No. |  |  |  | Excess(+) | 1 | Full Conversion | INR | [8 empty] | 0 | 0 | 0 | [29 empty] | 0 | 0 | #VALUE!
175 | 11kV MS Number Plate for clamp with N&B | item175 | 12 | No. |  |  |  | Excess(+) | 1 | Full Conversion | INR | [8 empty] | 0 | 0 | 0 | [29 empty] | 0 | 0 | #VALUE!
176 | 11kV MS Danger Board with clamp, bolts & nuts | item176 | 12 | No. |  |  |  | Excess(+) | 1 | Full Conversion | INR | [8 empty] | 0 | 0 | 0 | [29 empty] | 0 | 0 | #VALUE!
177 | G.I. Barbed Wire | item177 | 48 | Kg |  |  |  | Excess(+) | 1 | Full Conversion | INR | [8 empty] | 0 | 0 | 0 | [29 empty] | 0 | 0 | #VALUE!
178 | Aluminium Binding Wire - 6 SWG | item178 | 12 | Kg |  |  |  | Excess(+) | 1 | Full Conversion | INR | [8 empty] | 0 | 0 | 0 | [29 empty] | 0 | 0 | #VALUE!
179 | Aluminium Paint | item179 | 24 | Ltr |  |  |  | Excess(+) | 1 | Full Conversion | INR | [8 empty] | 0 | 0 | 0 | [29 empty] | 0 | 0 | #VALUE!
180 | Red Oxide Paint | item180 | 48 | Ltr |  |  |  | Excess(+) | 1 | Full Conversion | INR | [8 empty] | 0 | 0 | 0 | [29 empty] | 0 | 0 | #VALUE!
181 | 11 KVStay Set (16 x 1800 mm) | item181 | 48 | No. |  |  |  | Excess(+) | 1 | Full Conversion | INR | [8 empty] | 0 | 0 | 0 | [29 empty] | 0 | 0 | #VALUE!
182 | 11 KV Stay Clamp with nut and bolt | item182 | 48 | Set |  |  |  | Excess(+) | 1 | Full Conversion | INR | [8 empty] | 0 | 0 | 0 | [29 empty] | 0 | 0 | #VALUE!
183 | Stay Wire 7/10 SWG | item183 | 240 | Kg |  |  |  | Excess(+) | 1 | Full Conversion | INR | [8 empty] | 0 | 0 | 0 | [29 empty] | 0 | 0 | #VALUE!
184 | 11 KV Stay Insulator | item184 | 48 | Set |  |  |  | Excess(+) | 1 | Full Conversion | INR | [8 empty] | 0 | 0 | 0 | [29 empty] | 0 | 0 | #VALUE!
185 | Earthing coil (coil of 115 turns of 50 mm dia and 2.5mtrs lead of 4.0mm GI wire) | item185 | 24 | No. |  |  |  | Excess(+) | 1 | Full Conversion | INR | [8 empty] | 0 | 0 | 0 | [29 empty] | 0 | 0 | #VALUE!
186 | GI Wire 6 SWG | item186 | 4.8 | Kg |  |  |  | Excess(+) | 1 | Full Conversion | INR | [8 empty] | 0 | 0 | 0 | [29 empty] | 0 | 0 | #VALUE!
187 | NHAI/State Highway Crossing | item187 | 21 | No. |  |  |  | Excess(+) | 1 | Full Conversion | INR | [8 empty] | 0 | 0 | 0 | [29 empty] | 0 | 0 | #VALUE!
188 | 11kV 3x185 mm2 XLPE Cable | item188 | 6300 | Mtr |  |  |  | Excess(+) | 1 | Full Conversion | INR | [8 empty] | 0 | 0 | 0 | [29 empty] | 0 | 0 | #VALUE!
189 | Heat Shrinkable outdoor type termination kit suitable for 11kV XLPE 3x185 Sq.mm. cable size | item189 | 84 | Set |  |  |  | Excess(+) | 1 | Full Conversion | INR | [8 empty] | 0 | 0 | 0 | [29 empty] | 0 | 0 | #VALUE!
190 | HDPE Pipe for Cable laying (Pipe to be laid by HDD Method) (For Railway Crossing /Road Crossing) | item190 | 1680 | Mtr |  |  |  | Excess(+) | 1 | Full Conversion | INR | [8 empty] | 0 | 0 | 0 | [29 empty] | 0 | 0 | #VALUE!
191 | Cable Route Marker | item191 | 42 | No. |  |  |  | Excess(+) | 1 | Full Conversion | INR | [8 empty] | 0 | 0 | 0 | [29 empty] | 0 | 0 | #VALUE!
192 | G.I. Pipe 6" dia . | item192 | 252 | Mtr |  |  |  | Excess(+) | 1 | Full Conversion | INR | [8 empty] | 0 | 0 | 0 | [29 empty] | 0 | 0 | #VALUE!
193 | 11 Mtr. Long Steel Tubular pole 410 SP 55 | item193 | 84 | No. |  |  |  | Excess(+) | 1 | Full Conversion | INR | [8 empty] | 0 | 0 | 0 | [29 empty] | 0 | 0 | #VALUE!
194 | Stone Pad (300x300x75mm) | item194 | 84 | No. |  |  |  | Excess(+) | 1 | Full Conversion | INR | [8 empty] | 0 | 0 | 0 | [29 empty] | 0 | 0 | #VALUE!
195 | GI Angle 65x65x6 mm, 2700 mm long bracing complete with 4 clamps, Nut, bolt and washers | item195 | 84 | No. |  |  |  | Excess(+) | 1 | Full Conversion | INR | [8 empty] | 0 | 0 | 0 | [29 empty] | 0 | 0 | #VALUE!
196 | GI Top Channel 125x65 mm, 2240 mm with clamp, bolts, nuts and washers | item196 | 42 | No. |  |  |  | Excess(+) | 1 | Full Conversion | INR | [8 empty] | 0 | 0 | 0 | [29 empty] | 0 | 0 | #VALUE!
197 | 11 KV Polymer Disc Insulator B&S type 70 KN | item197 | 126 | No. |  |  |  | Excess(+) | 1 | Full Conversion | INR | [8 empty] | 0 | 0 | 0 | [29 empty] | 0 | 0 | #VALUE!
198 | Disc Fitting B&S type 70 KN | item198 | 126 | No. |  |  |  | Excess(+) | 1 | Full Conversion | INR | [8 empty] | 0 | 0 | 0 | [29 empty] | 0 | 0 | #VALUE!
199 | P.G. Clamp for ACSR Dog/Raccoon | item199 | 252 | No. |  |  |  | Excess(+) | 1 | Full Conversion | INR | [8 empty] | 0 | 0 | 0 | [29 empty] | 0 | 0 | #VALUE!
200 | 11kV MS Number Plate for clamp with N&B | item200 | 42 | No. |  |  |  | Excess(+) | 1 | Full Conversion | INR | [8 empty] | 0 | 0 | 0 | [29 empty] | 0 | 0 | #VALUE!
201 | 11kV MS Danger Board with clamp, bolts & nuts | item201 | 42 | No. |  |  |  | Excess(+) | 1 | Full Conversion | INR | [8 empty] | 0 | 0 | 0 | [29 empty] | 0 | 0 | #VALUE!
202 | G.I. Barbed Wire | item202 | 168 | Kg |  |  |  | Excess(+) | 1 | Full Conversion | INR | [8 empty] | 0 | 0 | 0 | [29 empty] | 0 | 0 | #VALUE!
203 | Aluminium Binding Wire - 6 SWG | item203 | 42 | Kg |  |  |  | Excess(+) | 1 | Full Conversion | INR | [8 empty] | 0 | 0 | 0 | [29 empty] | 0 | 0 | #VALUE!
204 | Aluminium Paint | item204 | 84 | Ltr |  |  |  | Excess(+) | 1 | Full Conversion | INR | [8 empty] | 0 | 0 | 0 | [29 empty] | 0 | 0 | #VALUE!
205 | Red Oxide Paint | item205 | 168 | Ltr |  |  |  | Excess(+) | 1 | Full Conversion | INR | [8 empty] | 0 | 0 | 0 | [29 empty] | 0 | 0 | #VALUE!
206 | 11 KV Stay Set (16 x 1800 mm) | item206 | 168 | No. |  |  |  | Excess(+) | 1 | Full Conversion | INR | [8 empty] | 0 | 0 | 0 | [29 empty] | 0 | 0 | #VALUE!
207 | 11 KV Stay Clamp with nut and bolt | item207 | 168 | Set |  |  |  | Excess(+) | 1 | Full Conversion | INR | [8 empty] | 0 | 0 | 0 | [29 empty] | 0 | 0 | #VALUE!
208 | Stay Wire 7/10 SWG | item208 | 840 | Kg |  |  |  | Excess(+) | 1 | Full Conversion | INR | [8 empty] | 0 | 0 | 0 | [29 empty] | 0 | 0 | #VALUE!
209 | 11 KV Stay Insulator | item209 | 168 | Set |  |  |  | Excess(+) | 1 | Full Conversion | INR | [8 empty] | 0 | 0 | 0 | [29 empty] | 0 | 0 | #VALUE!
210 | Earthing coil (coil of 115 turns of 50 mm dia and 2.5mtrs lead of 4.0mm GI wire) | item210 | 84 | No. |  |  |  | Excess(+) | 1 | Full Conversion | INR | [8 empty] | 0 | 0 | 0 | [29 empty] | 0 | 0 | #VALUE!
211 | GI Wire 6 SWG | item211 | 16.8 | Kg |  |  |  | Excess(+) | 1 | Full Conversion | INR | [8 empty] | 0 | 0 | 0 | [29 empty] | 0 | 0 | #VALUE!
212 | Augumentation/ Reconductoring of 33 KV overhead line with Dog conductor | item212 | 275 | No. |  |  |  | Excess(+) | 1 | Full Conversion | INR | [8 empty] | 0 | 0 | 0 | [29 empty] | 0 | 0 | #VALUE!
213 | ACSR Dog Conductor | item213 | 849.6 | Km. |  |  |  | Excess(+) | 1 | Full Conversion | INR | [8 empty] | 0 | 0 | 0 | [29 empty] | 0 | 0 | #VALUE!
214 | PCC Pole, 9.0 Mtr. Long | item214 | 550 | No. |  |  |  | Excess(+) | 1 | Full Conversion | INR | [8 empty] | 0 | 0 | 0 | [29 empty] | 0 | 0 | #VALUE!
215 | 11 Mtr. Long Steel Tubular pole 410 SP 55 | item215 | 550 | No. |  |  |  | Excess(+) | 1 | Full Conversion | INR | [8 empty] | 0 | 0 | 0 | [29 empty] | 0 | 0 | #VALUE!
216 | Earthing coil (coil of 115 turns of 50 mm dia and 2.5mtrs lead of 4.0mm GI wire) | item216 | 1100 | No. |  |  |  | Excess(+) | 1 | Full Conversion | INR | [8 empty] | 0 | 0 | 0 | [29 empty] | 0 | 0 | #VALUE!
217 | GI Wire 6 SWG | item217 | 219.96 | Kg |  |  |  | Excess(+) | 1 | Full Conversion | INR | [8 empty] | 0 | 0 | 0 | [29 empty] | 0 | 0 | #VALUE!
218 | 33 KV Composite Polymer Pin Insulator with Nut and washers | item218 | 6874 | No. |  |  |  | Excess(+) | 1 | Full Conversion | INR | [8 empty] | 0 | 0 | 0 | [29 empty] | 0 | 0 | #VALUE!
219 | Aluminium Paint | item219 | 549.9 | Ltr |  |  |  | Excess(+) | 1 | Full Conversion | INR | [8 empty] | 0 | 0 | 0 | [29 empty] | 0 | 0 | #VALUE!
220 | Red Oxide Paint | item220 | 1099.8 | Ltr |  |  |  | Excess(+) | 1 | Full Conversion | INR | [8 empty] | 0 | 0 | 0 | [29 empty] | 0 | 0 | #VALUE!
221 | 33kV SMC Danger board with clamp and N&B | item221 | 1100 | No. |  |  |  | Excess(+) | 1 | Full Conversion | INR | [8 empty] | 0 | 0 | 0 | [29 empty] | 0 | 0 | #VALUE!
222 | 33kV MS Number plate with clamp and N&B | item222 | 1100 | No. |  |  |  | Excess(+) | 1 | Full Conversion | INR | [8 empty] | 0 | 0 | 0 | [29 empty] | 0 | 0 | #VALUE!
223 | Stone Pad (300x300x75mm) | item223 | 1100 | No. |  |  |  | Excess(+) | 1 | Full Conversion | INR | [8 empty] | 0 | 0 | 0 | [29 empty] | 0 | 0 | #VALUE!
224 | G.I. Barbed Wire | item224 | 2199.6 | Kg |  |  |  | Excess(+) | 1 | Full Conversion | INR | [8 empty] | 0 | 0 | 0 | [29 empty] | 0 | 0 | #VALUE!
225 | 33kV 'E' Bracket with N&B | item225 | 825 | No. |  |  |  | Excess(+) | 1 | Full Conversion | INR | [8 empty] | 0 | 0 | 0 | [29 empty] | 0 | 0 | #VALUE!
226 | 33kV 'F' Bracket with N&B | item226 | 3299 | No. |  |  |  | Excess(+) | 1 | Full Conversion | INR | [8 empty] | 0 | 0 | 0 | [29 empty] | 0 | 0 | #VALUE!
227 | V-Type Cross Arm for 33KV line 100x50x6 mm, GI | item227 | 1100 | No. |  |  |  | Excess(+) | 1 | Full Conversion | INR | [8 empty] | 0 | 0 | 0 | [29 empty] | 0 | 0 | #VALUE!
228 | Cross arm holding Clamp with nuts & bolts | item228 | 1100 | No. |  |  |  | Excess(+) | 1 | Full Conversion | INR | [8 empty] | 0 | 0 | 0 | [29 empty] | 0 | 0 | #VALUE!
229 | 33 KV Polymer Disc Insulator B&S type 70 KN | item229 | 3299 | No. |  |  |  | Excess(+) | 1 | Full Conversion | INR | [8 empty] | 0 | 0 | 0 | [29 empty] | 0 | 0 | #VALUE!
230 | Disc Fitting B&S type 70 KN | item230 | 3299 | No. |  |  |  | Excess(+) | 1 | Full Conversion | INR | [8 empty] | 0 | 0 | 0 | [29 empty] | 0 | 0 | #VALUE!
231 | 33 KV Stay Set | item231 | 1100 | No. |  |  |  | Excess(+) | 1 | Full Conversion | INR | [8 empty] | 0 | 0 | 0 | [29 empty] | 0 | 0 | #VALUE!
232 | 33 KV Stay Clamp with nut and bolt | item232 | 1100 | Set |  |  |  | Excess(+) | 1 | Full Conversion | INR | [8 empty] | 0 | 0 | 0 | [29 empty] | 0 | 0 | #VALUE!
233 | Stay Wire 7/8 SWG | item233 | 5499 | Kg |  |  |  | Excess(+) | 1 | Full Conversion | INR | [8 empty] | 0 | 0 | 0 | [29 empty] | 0 | 0 | #VALUE!
234 | 33 KV Stay Insulator | item234 | 1100 | set |  |  |  | Excess(+) | 1 | Full Conversion | INR | [8 empty] | 0 | 0 | 0 | [29 empty] | 0 | 0 | #VALUE!
235 | Augmentation/Reconductoring of 11kV overhead Line with ACSR DOG Conductor | item235 | 1615.47 | Km. |  |  |  | Excess(+) | 1 | Full Conversion | INR | [8 empty] | 0 | 0 | 0 | [29 empty] | 0 | 0 | #VALUE!
236 | ACSR Dog Conductor | item236 | 4991.8 | Km. |  |  |  | Excess(+) | 1 | Full Conversion | INR | [8 empty] | 0 | 0 | 0 | [29 empty] | 0 | 0 | #VALUE!
237 | 11 KV Polymer Disc Insulator B&S type 70 KN | item237 | 14539 | No. |  |  |  | Excess(+) | 1 | Full Conversion | INR | [8 empty] | 0 | 0 | 0 | [29 empty] | 0 | 0 | #VALUE!
238 | Disc Fitting B&S type 70 KN | item238 | 14539 | No. |  |  |  | Excess(+) | 1 | Full Conversion | INR | [8 empty] | 0 | 0 | 0 | [29 empty] | 0 | 0 | #VALUE!
239 | 11 KV Composite Polymer Pin Insulator with Nut and washers | item239 | 38771 | No. |  |  |  | Excess(+) | 1 | Full Conversion | INR | [8 empty] | 0 | 0 | 0 | [29 empty] | 0 | 0 | #VALUE!
240 | 11kV MS Danger Board with clamp, bolts & nuts | item240 | 9693 | No. |  |  |  | Excess(+) | 1 | Full Conversion | INR | [8 empty] | 0 | 0 | 0 | [29 empty] | 0 | 0 | #VALUE!
241 | 11kV MS Number Plate for clamp with N&B | item241 | 9693 | No. |  |  |  | Excess(+) | 1 | Full Conversion | INR | [8 empty] | 0 | 0 | 0 | [29 empty] | 0 | 0 | #VALUE!
242 | 11 KV Stay Set (16 x 1800 mm) | item242 | 6462 | No. |  |  |  | Excess(+) | 1 | Full Conversion | INR | [8 empty] | 0 | 0 | 0 | [29 empty] | 0 | 0 | #VALUE!
243 | 11 KV Stay Clamp with nut and bolt | item243 | 6462 | Set |  |  |  | Excess(+) | 1 | Full Conversion | INR | [8 empty] | 0 | 0 | 0 | [29 empty] | 0 | 0 | #VALUE!
244 | Stay Wire 7/10 SWG | item244 | 32309.4 | Kg |  |  |  | Excess(+) | 1 | Full Conversion | INR | [8 empty] | 0 | 0 | 0 | [29 empty] | 0 | 0 | #VALUE!
245 | 11 KV Stay Insulator | item245 | 6462 | No. |  |  |  | Excess(+) | 1 | Full Conversion | INR | [8 empty] | 0 | 0 | 0 | [29 empty] | 0 | 0 | #VALUE!
246 | P.G. Clamp for ACSR Dog/Raccoon | item246 | 12924 | No. |  |  |  | Excess(+) | 1 | Full Conversion | INR | [8 empty] | 0 | 0 | 0 | [29 empty] | 0 | 0 | #VALUE!
247 | Armour Rod with Ferrule for ACSR Dog/Panther/Raccoon Helical performed | item247 | 4846 | Set |  |  |  | Excess(+) | 1 | Full Conversion | INR | [8 empty] | 0 | 0 | 0 | [29 empty] | 0 | 0 | #VALUE!
248 | PCC Pole, 8.5 Mtr. Long | item248 | 6462 | No. |  |  |  | Excess(+) | 1 | Full Conversion | INR | [8 empty] | 0 | 0 | 0 | [29 empty] | 0 | 0 | #VALUE!
249 | 11 Mtr. Long Steel Tubular pole 410 SP 55 | item249 | 3231 | No. |  |  |  | Excess(+) | 1 | Full Conversion | INR | [8 empty] | 0 | 0 | 0 | [29 empty] | 0 | 0 | #VALUE!
250 | Earthing coil (coil of 115 turns of 50 mm dia and 2.5mtrs lead of 4.0mm GI wire) | item250 | 9693 | No. |  |  |  | Excess(+) | 1 | Full Conversion | INR | [8 empty] | 0 | 0 | 0 | [29 empty] | 0 | 0 | #VALUE!
251 | Aluminium Binding Wire - 6 SWG | item251 | 20193.38 | Kg |  |  |  | Excess(+) | 1 | Full Conversion | INR | [8 empty] | 0 | 0 | 0 | [29 empty] | 0 | 0 | #VALUE!
252 | Aluminium Jointing Sleeves | item252 | 4846 | No. |  |  |  | Excess(+) | 1 | Full Conversion | INR | [8 empty] | 0 | 0 | 0 | [29 empty] | 0 | 0 | #VALUE!
253 | G.I. Barbed Wire | item253 | 78350.3 | Kg |  |  |  | Excess(+) | 1 | Full Conversion | INR | [8 empty] | 0 | 0 | 0 | [29 empty] | 0 | 0 | #VALUE!
254 | GI Wire 6 SWG | item254 | 567029.97 | Kg |  |  |  | Excess(+) | 1 | Full Conversion | INR | [8 empty] | 0 | 0 | 0 | [29 empty] | 0 | 0 | #VALUE!
255 | GI Wire 8 SWG | item255 | 200318.28 | Kg |  |  |  | Excess(+) | 1 | Full Conversion | INR | [8 empty] | 0 | 0 | 0 | [29 empty] | 0 | 0 | #VALUE!
256 | GI Wire 16 SWG | item256 | 4038.68 | Kg |  |  |  | Excess(+) | 1 | Full Conversion | INR | [8 empty] | 0 | 0 | 0 | [29 empty] | 0 | 0 | #VALUE!
257 | Eye Bolt | item257 | 45233 | No. |  |  |  | Excess(+) | 1 | Full Conversion | INR | [8 empty] | 0 | 0 | 0 | [29 empty] | 0 | 0 | #VALUE!
258 | Turn Buckle | item258 | 21001 | No. |  |  |  | Excess(+) | 1 | Full Conversion | INR | [8 empty] | 0 | 0 | 0 | [29 empty] | 0 | 0 | #VALUE!
259 | Red Oxide Paint | item259 | 6461.88 | Ltr |  |  |  | Excess(+) | 1 | Full Conversion | INR | [8 empty] | 0 | 0 | 0 | [29 empty] | 0 | 0 | #VALUE!
260 | Aluminium Paint | item260 | 3230.94 | Ltr |  |  |  | Excess(+) | 1 | Full Conversion | INR | [8 empty] | 0 | 0 | 0 | [29 empty] | 0 | 0 | #VALUE!
261 | 11kV `F' Bracket with N&B | item261 | 9693 | No. |  |  |  | Excess(+) | 1 | Full Conversion | INR | [8 empty] | 0 | 0 | 0 | [29 empty] | 0 | 0 | #VALUE!
262 | Cross arm holding Clamp with nuts & bolts | item262 | 32309 | No. |  |  |  | Excess(+) | 1 | Full Conversion | INR | [8 empty] | 0 | 0 | 0 | [29 empty] | 0 | 0 | #VALUE!
263 | V-Type Cross arm for 11KV Line, 100x50x6 mm, GI | item263 | 32309 | No. |  |  |  | Excess(+) | 1 | Full Conversion | INR | [8 empty] | 0 | 0 | 0 | [29 empty] | 0 | 0 | #VALUE!
264 | Guarding angle 75x75x6 mm, 2200 mm long with holding clamp, packing piece, nut & bolts etc. | item264 | 19386 | No. |  |  |  | Excess(+) | 1 | Full Conversion | INR | [8 empty] | 0 | 0 | 0 | [29 empty] | 0 | 0 | #VALUE!
265 | Stone Pad (300x300x75mm) | item265 | 9693 | No. |  |  |  | Excess(+) | 1 | Full Conversion | INR | [8 empty] | 0 | 0 | 0 | [29 empty] | 0 | 0 | #VALUE!
266 | 11 KV Agriculture feeder segregation & feeder splitting due to overloading | item266 | 158 | No. |  |  |  | Excess(+) | 1 | Full Conversion | INR | [8 empty] | 0 | 0 | 0 | [29 empty] | 0 | 0 | #VALUE!
267 | 11kV New Line on 8.5 Mtr. PCC Pole with ACSR Rabbit Conductor | item267 | 1212.35 | Km. |  |  |  | Excess(+) | 1 | Full Conversion | INR | [8 empty] | 0 | 0 | 0 | [29 empty] | 0 | 0 | #VALUE!
268 | ACSR Rabbit Conductor | item268 | 3746.18 | Km. |  |  |  | Excess(+) | 1 | Full Conversion | INR | [8 empty] | 0 | 0 | 0 | [29 empty] | 0 | 0 | #VALUE!
269 | 11kV Polymer Disc Insulator T&C type 45 KN | item269 | 32734 | No. |  |  |  | Excess(+) | 1 | Full Conversion | INR | [8 empty] | 0 | 0 | 0 | [29 empty] | 0 | 0 | #VALUE!
270 | Disc Fittings T&C type 45 KN | item270 | 32734 | No. |  |  |  | Excess(+) | 1 | Full Conversion | INR | [8 empty] | 0 | 0 | 0 | [29 empty] | 0 | 0 | #VALUE!
271 | 11 KV Composite Polymer Pin Insulator with Nut and washers | item271 | 94564 | No. |  |  |  | Excess(+) | 1 | Full Conversion | INR | [8 empty] | 0 | 0 | 0 | [29 empty] | 0 | 0 | #VALUE!
272 | 11kV MS Danger Board with clamp, bolts & nuts | item272 | 30309 | No. |  |  |  | Excess(+) | 1 | Full Conversion | INR | [8 empty] | 0 | 0 | 0 | [29 empty] | 0 | 0 | #VALUE!
273 | 11kV MS Number Plate for clamp with N&B | item273 | 30309 | No. |  |  |  | Excess(+) | 1 | Full Conversion | INR | [8 empty] | 0 | 0 | 0 | [29 empty] | 0 | 0 | #VALUE!
274 | 11 KV Stay Set (16 x 1800 mm) | item274 | 18186 | No. |  |  |  | Excess(+) | 1 | Full Conversion | INR | [8 empty] | 0 | 0 | 0 | [29 empty] | 0 | 0 | #VALUE!
275 | 11 KV Stay Clamp with nut and bolt | item275 | 18186 | Set |  |  |  | Excess(+) | 1 | Full Conversion | INR | [8 empty] | 0 | 0 | 0 | [29 empty] | 0 | 0 | #VALUE!
276 | Stay Wire 7/10 SWG | item276 | 90926.72 | Kg |  |  |  | Excess(+) | 1 | Full Conversion | INR | [8 empty] | 0 | 0 | 0 | [29 empty] | 0 | 0 | #VALUE!
277 | 11 KV Stay Insulator | item277 | 18186 | No. |  |  |  | Excess(+) | 1 | Full Conversion | INR | [8 empty] | 0 | 0 | 0 | [29 empty] | 0 | 0 | #VALUE!
278 | PG Clamps | item278 | 18186 | No. |  |  |  | Excess(+) | 1 | Full Conversion | INR | [8 empty] | 0 | 0 | 0 | [29 empty] | 0 | 0 | #VALUE!
279 | Armour Rod with Ferrule for ACSR Dog/Panther/Raccoon Helical performed | item279 | 1213 | Set |  |  |  | Excess(+) | 1 | Full Conversion | INR | [8 empty] | 0 | 0 | 0 | [29 empty] | 0 | 0 | #VALUE!
280 | PCC Pole, 8.5 Mtr. Long | item280 | 30309 | No. |  |  |  | Excess(+) | 1 | Full Conversion | INR | [8 empty] | 0 | 0 | 0 | [29 empty] | 0 | 0 | #VALUE!
281 | Earthing coil (coil of 115 turns of 50 mm dia and 2.5mtrs lead of 4.0mm GI wire) | item281 | 30309 | No. |  |  |  | Excess(+) | 1 | Full Conversion | INR | [8 empty] | 0 | 0 | 0 | [29 empty] | 0 | 0 | #VALUE!
282 | Aluminium Binding Wire - 6 SWG | item282 | 4243.25 | Kg |  |  |  | Excess(+) | 1 | Full Conversion | INR | [8 empty] | 0 | 0 | 0 | [29 empty] | 0 | 0 | #VALUE!
283 | Aluminium Jointing Sleeves | item283 | 3637 | No. |  |  |  | Excess(+) | 1 | Full Conversion | INR | [8 empty] | 0 | 0 | 0 | [29 empty] | 0 | 0 | #VALUE!
284 | G.I. Barbed Wire | item284 | 60617.82 | Kg |  |  |  | Excess(+) | 1 | Full Conversion | INR | [8 empty] | 0 | 0 | 0 | [29 empty] | 0 | 0 | #VALUE!
285 | GI Wire 6 SWG | item285 | 225498.28 | Kg |  |  |  | Excess(+) | 1 | Full Conversion | INR | [8 empty] | 0 | 0 | 0 | [29 empty] | 0 | 0 | #VALUE!
286 | GI Wire 8 SWG | item286 | 83652.59 | Kg |  |  |  | Excess(+) | 1 | Full Conversion | INR | [8 empty] | 0 | 0 | 0 | [29 empty] | 0 | 0 | #VALUE!
287 | GI Wire 16 SWG | item287 | 2424.71 | Kg |  |  |  | Excess(+) | 1 | Full Conversion | INR | [8 empty] | 0 | 0 | 0 | [29 empty] | 0 | 0 | #VALUE!
288 | Eye Bolt | item288 | 10911 | No. |  |  |  | Excess(+) | 1 | Full Conversion | INR | [8 empty] | 0 | 0 | 0 | [29 empty] | 0 | 0 | #VALUE!
289 | Turn Buckle | item289 | 7274 | No. |  |  |  | Excess(+) | 1 | Full Conversion | INR | [8 empty] | 0 | 0 | 0 | [29 empty] | 0 | 0 | #VALUE!
290 | 11kV 'E' Bracket with N&B | item290 | 7274 | No. |  |  |  | Excess(+) | 1 | Full Conversion | INR | [8 empty] | 0 | 0 | 0 | [29 empty] | 0 | 0 | #VALUE!
291 | 11kV `F' Bracket with N&B | item291 | 26671 | No. |  |  |  | Excess(+) | 1 | Full Conversion | INR | [8 empty] | 0 | 0 | 0 | [29 empty] | 0 | 0 | #VALUE!
292 | GI Top Channel 100x50x2240 mm. | item292 | 2424 | No. |  |  |  | Excess(+) | 1 | Full Conversion | INR | [8 empty] | 0 | 0 | 0 | [29 empty] | 0 | 0 | #VALUE!
293 | Clamp with nuts & bolts for 1300 mm long GI Channel | item293 | 1213 | No. |  |  |  | Excess(+) | 1 | Full Conversion | INR | [8 empty] | 0 | 0 | 0 | [29 empty] | 0 | 0 | #VALUE!
294 | GI Channel 100x50x6 mm. 1300 mm long with clamp, nut,bolt and washer | item294 | 1213 | No. |  |  |  | Excess(+) | 1 | Full Conversion | INR | [8 empty] | 0 | 0 | 0 | [29 empty] | 0 | 0 | #VALUE!
295 | GI Top Channel 100x50x6, 1525 mm long | item295 | 2424 | No. |  |  |  | Excess(+) | 1 | Full Conversion | INR | [8 empty] | 0 | 0 | 0 | [29 empty] | 0 | 0 | #VALUE!
296 | GI Angle 65x65x6 mm, 2700 mm long bracing complete with 4 clamps, Nut, bolt and washers | item296 | 4850 | No. |  |  |  | Excess(+) | 1 | Full Conversion | INR | [8 empty] | 0 | 0 | 0 | [29 empty] | 0 | 0 | #VALUE!
297 | Cross arm holding Clamp with nuts & bolts | item297 | 30309 | No. |  |  |  | Excess(+) | 1 | Full Conversion | INR | [8 empty] | 0 | 0 | 0 | [29 empty] | 0 | 0 | #VALUE!
298 | Holding Clamps for Top Channel TPMO & Fuse Set etc. with nuts, bolts & washers | item298 | 12124 | No. |  |  |  | Excess(+) | 1 | Full Conversion | INR | [8 empty] | 0 | 0 | 0 | [29 empty] | 0 | 0 | #VALUE!
299 | V-Type Cross arm for 11KV Line, 65x65x6 mm, GI Angle | item299 | 30309 | No. |  |  |  | Excess(+) | 1 | Full Conversion | INR | [8 empty] | 0 | 0 | 0 | [29 empty] | 0 | 0 | #VALUE!
300 | Guarding angle 75x75x6 mm, 1600 mm long with holding clamp, packing piece, nut & bolts etc. | item300 | 9699 | No. |  |  |  | Excess(+) | 1 | Full Conversion | INR | [8 empty] | 0 | 0 | 0 | [29 empty] | 0 | 0 | #VALUE!
301 | Stone Pad (300x300x75mm) | item301 | 30309 | No. |  |  |  | Excess(+) | 1 | Full Conversion | INR | [8 empty] | 0 | 0 | 0 | [29 empty] | 0 | 0 | #VALUE!
302 | New LT Line on ACSR Rabbit Conductor on 8.5 Mtr. PCC Pole | item302 | 133.09 | Km. |  |  |  | Excess(+) | 1 | Full Conversion | INR | [8 empty] | 0 | 0 | 0 | [29 empty] | 0 | 0 | #VALUE!
303 | PCC Pole, 8.5 Mtr. Long | item303 | 3327 | No. |  |  |  | Excess(+) | 1 | Full Conversion | INR | [8 empty] | 0 | 0 | 0 | [29 empty] | 0 | 0 | #VALUE!
304 | Stone Pad (300x300x75mm) | item304 | 3327 | No. |  |  |  | Excess(+) | 1 | Full Conversion | INR | [8 empty] | 0 | 0 | 0 | [29 empty] | 0 | 0 | #VALUE!
305 | LT clamp with nut and bolt for PCC pole | item305 | 13309 | Set |  |  |  | Excess(+) | 1 | Full Conversion | INR | [8 empty] | 0 | 0 | 0 | [29 empty] | 0 | 0 | #VALUE!
306 | LT Shakle Insulator 100x115 mm | item306 | 13309 | No. |  |  |  | Excess(+) | 1 | Full Conversion | INR | [8 empty] | 0 | 0 | 0 | [29 empty] | 0 | 0 | #VALUE!
307 | Bolts and Nuts for Shackle Insulators | item307 | 4990.88 | Kg |  |  |  | Excess(+) | 1 | Full Conversion | INR | [8 empty] | 0 | 0 | 0 | [29 empty] | 0 | 0 | #VALUE!
308 | ACSR Rabbit Conductor | item308 | 548.33 | Km. |  |  |  | Excess(+) | 1 | Full Conversion | INR | [8 empty] | 0 | 0 | 0 | [29 empty] | 0 | 0 | #VALUE!
309 | Aluminium Jointing Sleeves | item309 | 532 | No. |  |  |  | Excess(+) | 1 | Full Conversion | INR | [8 empty] | 0 | 0 | 0 | [29 empty] | 0 | 0 | #VALUE!
310 | Aluminium Binding Wire - 6 SWG | item310 | 532.36 | Kg |  |  |  | Excess(+) | 1 | Full Conversion | INR | [8 empty] | 0 | 0 | 0 | [29 empty] | 0 | 0 | #VALUE!
311 | Earth wire clamp | item311 | 799 | No. |  |  |  | Excess(+) | 1 | Full Conversion | INR | [8 empty] | 0 | 0 | 0 | [29 empty] | 0 | 0 | #VALUE!
312 | Earthing coil (coil of 115 turns of 50 mm dia and 2.5mtrs lead of 4.0mm GI wire) | item312 | 799 | No. |  |  |  | Excess(+) | 1 | Full Conversion | INR | [8 empty] | 0 | 0 | 0 | [29 empty] | 0 | 0 | #VALUE!
313 | GI Wire 6 SWG | item313 | 159.71 | Kg |  |  |  | Excess(+) | 1 | Full Conversion | INR | [8 empty] | 0 | 0 | 0 | [29 empty] | 0 | 0 | #VALUE!
314 | LT Stay Set (16 x 1800 mm) | item314 | 665 | No. |  |  |  | Excess(+) | 1 | Full Conversion | INR | [8 empty] | 0 | 0 | 0 | [29 empty] | 0 | 0 | #VALUE!
315 | LT Stay Clamp with nut and bolt | item315 | 665 | Set |  |  |  | Excess(+) | 1 | Full Conversion | INR | [8 empty] | 0 | 0 | 0 | [29 empty] | 0 | 0 | #VALUE!
316 | Stay Wire 7/10 SWG | item316 | 3327.25 | Kg |  |  |  | Excess(+) | 1 | Full Conversion | INR | [8 empty] | 0 | 0 | 0 | [29 empty] | 0 | 0 | #VALUE!
317 | LT Stay Insulator | item317 | 665 | Set |  |  |  | Excess(+) | 1 | Full Conversion | INR | [8 empty] | 0 | 0 | 0 | [29 empty] | 0 | 0 | #VALUE!
318 | Construction of new 100 KVA, 11/0.433kV Distribution Transformer S/S | item318 | 75 | No. |  |  |  | Excess(+) | 1 | Full Conversion | INR | [8 empty] | 0 | 0 | 0 | [29 empty] | 0 | 0 | #VALUE!
319 | 11/0.44 kV 100 KVA Transformer (Level-I) as per specified in T.S. | item319 | 75 | No. |  |  |  | Excess(+) | 1 | Full Conversion | INR | [8 empty] | 0 | 0 | 0 | [29 empty] | 0 | 0 | #VALUE!
320 | PCC Pole, 8.5 Mtr. Long | item320 | 150 | No. |  |  |  | Excess(+) | 1 | Full Conversion | INR | [8 empty] | 0 | 0 | 0 | [29 empty] | 0 | 0 | #VALUE!
321 | Stone Pad (300x300x75mm) | item321 | 150 | No. |  |  |  | Excess(+) | 1 | Full Conversion | INR | [8 empty] | 0 | 0 | 0 | [29 empty] | 0 | 0 | #VALUE!
322 | GI Top Channel 125x65 mm, 2240 mm with clamp, bolts, nuts and washers | item322 | 75 | No. |  |  |  | Excess(+) | 1 | Full Conversion | INR | [8 empty] | 0 | 0 | 0 | [29 empty] | 0 | 0 | #VALUE!
323 | GI Channel 100x50x2028mm (For TPMO,LA and Fuse set) | item323 | 225 | No. |  |  |  | Excess(+) | 1 | Full Conversion | INR | [8 empty] | 0 | 0 | 0 | [29 empty] | 0 | 0 | #VALUE!
324 | Holding Clamps for Top Channel TPMO & Fuse Set etc. with nuts, bolts & washers | item324 | 750 | No. |  |  |  | Excess(+) | 1 | Full Conversion | INR | [8 empty] | 0 | 0 | 0 | [29 empty] | 0 | 0 | #VALUE!
325 | GI Angle 75x75x6 mm, 2028 mm long with clamp for T/F base | item325 | 150 | No. |  |  |  | Excess(+) | 1 | Full Conversion | INR | [8 empty] | 0 | 0 | 0 | [29 empty] | 0 | 0 | #VALUE!
326 | GI Channel 125x65x6, 1300mm (Tee-off) | item326 | 75 | No. |  |  |  | Excess(+) | 1 | Full Conversion | INR | [8 empty] | 0 | 0 | 0 | [29 empty] | 0 | 0 | #VALUE!
327 | Clamp with nuts & bolts for 1300 mm long GI Channel | item327 | 75 | No. |  |  |  | Excess(+) | 1 | Full Conversion | INR | [8 empty] | 0 | 0 | 0 | [29 empty] | 0 | 0 | #VALUE!
328 | 11kV Polymer Disc Insulator T&C type 45 KN | item328 | 225 | No. |  |  |  | Excess(+) | 1 | Full Conversion | INR | [8 empty] | 0 | 0 | 0 | [29 empty] | 0 | 0 | #VALUE!
329 | Disc Fittings T&C type 45 KN | item329 | 225 | No. |  |  |  | Excess(+) | 1 | Full Conversion | INR | [8 empty] | 0 | 0 | 0 | [29 empty] | 0 | 0 | #VALUE!
330 | 11 KV Composite Polymer Pin Insulator with Nut and washers | item330 | 225 | No. |  |  |  | Excess(+) | 1 | Full Conversion | INR | [8 empty] | 0 | 0 | 0 | [29 empty] | 0 | 0 | #VALUE!
331 | 11kV TPMO complete set | item331 | 75 | No. |  |  |  | Excess(+) | 1 | Full Conversion | INR | [8 empty] | 0 | 0 | 0 | [29 empty] | 0 | 0 | #VALUE!
332 | 11kV DO Fuse Set (3 Phase) | item332 | 75 | Set |  |  |  | Excess(+) | 1 | Full Conversion | INR | [8 empty] | 0 | 0 | 0 | [29 empty] | 0 | 0 | #VALUE!
333 | 11kV Lightening Arrestor | item333 | 225 | No. |  |  |  | Excess(+) | 1 | Full Conversion | INR | [8 empty] | 0 | 0 | 0 | [29 empty] | 0 | 0 | #VALUE!
334 | G.I. Barbed Wire | item334 | 150 | Kg |  |  |  | Excess(+) | 1 | Full Conversion | INR | [8 empty] | 0 | 0 | 0 | [29 empty] | 0 | 0 | #VALUE!
335 | 11kV MS Danger Board with clamp, bolts & nuts | item335 | 75 | No. |  |  |  | Excess(+) | 1 | Full Conversion | INR | [8 empty] | 0 | 0 | 0 | [29 empty] | 0 | 0 | #VALUE!
336 | SMC Distribution box as per technical specifications for 3 Ph 100 KVA DTR | item336 | 75 | No. |  |  |  | Excess(+) | 1 | Full Conversion | INR | [8 empty] | 0 | 0 | 0 | [29 empty] | 0 | 0 | #VALUE!
337 | LT Stay Set (16 x 1800 mm) | item337 | 300 | No. |  |  |  | Excess(+) | 1 | Full Conversion | INR | [8 empty] | 0 | 0 | 0 | [29 empty] | 0 | 0 | #VALUE!
338 | LT Stay Clamp with nut and bolt | item338 | 300 | Set |  |  |  | Excess(+) | 1 | Full Conversion | INR | [8 empty] | 0 | 0 | 0 | [29 empty] | 0 | 0 | #VALUE!
339 | Stay Wire 7/10 SWG | item339 | 1500 | Kg |  |  |  | Excess(+) | 1 | Full Conversion | INR | [8 empty] | 0 | 0 | 0 | [29 empty] | 0 | 0 | #VALUE!
340 | LT Stay Insulator | item340 | 300 | Set |  |  |  | Excess(+) | 1 | Full Conversion | INR | [8 empty] | 0 | 0 | 0 | [29 empty] | 0 | 0 | #VALUE!
341 | Chemical Pipe Earthing (80 mm dia, 3 m long Pipe) | item341 | 225 | No. |  |  |  | Excess(+) | 1 | Full Conversion | INR | [8 empty] | 0 | 0 | 0 | [29 empty] | 0 | 0 | #VALUE!
342 | Aluminium L-Piece of size 400x60x10 mm for LT bushing rod of transformer | item342 | 300 | No. |  |  |  | Excess(+) | 1 | Full Conversion | INR | [8 empty] | 0 | 0 | 0 | [29 empty] | 0 | 0 | #VALUE!
343 | LT PVC Cable 3.5x150/70 Sq.mm. | item343 | 1875 | Mtr |  |  |  | Excess(+) | 1 | Full Conversion | INR | [8 empty] | 0 | 0 | 0 | [29 empty] | 0 | 0 | #VALUE!
344 | ACSR Weasel Conductor | item344 | 1.88 | Km. |  |  |  | Excess(+) | 1 | Full Conversion | INR | [8 empty] | 0 | 0 | 0 | [29 empty] | 0 | 0 | #VALUE!
345 | Earthing coil (coil of 115 turns of 50 mm dia and 2.5mtrs lead of 4.0mm GI wire) | item345 | 150 | No. |  |  |  | Excess(+) | 1 | Full Conversion | INR | [8 empty] | 0 | 0 | 0 | [29 empty] | 0 | 0 | #VALUE!
346 | GI Wire 6 SWG | item346 | 30 | Kg |  |  |  | Excess(+) | 1 | Full Conversion | INR | [8 empty] | 0 | 0 | 0 | [29 empty] | 0 | 0 | #VALUE!
347 | GI Strip 25x3 mm | item347 | 750 | Kg |  |  |  | Excess(+) | 1 | Full Conversion | INR | [8 empty] | 0 | 0 | 0 | [29 empty] | 0 | 0 | #VALUE!
348 | GI Angle 100x50x2028mm (For Distribution box)) | item348 | 150 | No. |  |  |  | Excess(+) | 1 | Full Conversion | INR | [8 empty] | 0 | 0 | 0 | [29 empty] | 0 | 0 | #VALUE!
349 | Al. Crimping lugs 150 sq.mm. | item349 | 675 | No. |  |  |  | Excess(+) | 1 | Full Conversion | INR | [8 empty] | 0 | 0 | 0 | [29 empty] | 0 | 0 | #VALUE!
350 | Al. Crimping lugs 70 sq.mm. | item350 | 225 | No. |  |  |  | Excess(+) | 1 | Full Conversion | INR | [8 empty] | 0 | 0 | 0 | [29 empty] | 0 | 0 | #VALUE!
351 | Extra for Al. tape , binding wire, jointing sleeves, PG clamps etc. | item351 | 75 | L.S. |  |  |  | Excess(+) | 1 | Full Conversion | INR | [8 empty] | 0 | 0 | 0 | [29 empty] | 0 | 0 | #VALUE!
352 | Construction of new 63 KVA, 11/0.433kV Distribution Transformer S/S | item352 | 319 | No. |  |  |  | Excess(+) | 1 | Full Conversion | INR | [8 empty] | 0 | 0 | 0 | [29 empty] | 0 | 0 | #VALUE!
353 | 11/0.44 kV 63 KVA Transformer (Level-I) as per specified in T.S. | item353 | 319 | No. |  |  |  | Excess(+) | 1 | Full Conversion | INR | [8 empty] | 0 | 0 | 0 | [29 empty] | 0 | 0 | #VALUE!
354 | PCC Pole, 8.5 Mtr. Long | item354 | 638 | No. |  |  |  | Excess(+) | 1 | Full Conversion | INR | [8 empty] | 0 | 0 | 0 | [29 empty] | 0 | 0 | #VALUE!
355 | Stone Pad (300x300x75mm) | item355 | 638 | No. |  |  |  | Excess(+) | 1 | Full Conversion | INR | [8 empty] | 0 | 0 | 0 | [29 empty] | 0 | 0 | #VALUE!
356 | GI Top Channel 125x65 mm, 2240 mm with clamp, bolts, nuts and washers | item356 | 319 | No. |  |  |  | Excess(+) | 1 | Full Conversion | INR | [8 empty] | 0 | 0 | 0 | [29 empty] | 0 | 0 | #VALUE!
357 | GI Channel 100x50x2028mm (For TPMO,LA and Fuse set) | item357 | 957 | No. |  |  |  | Excess(+) | 1 | Full Conversion | INR | [8 empty] | 0 | 0 | 0 | [29 empty] | 0 | 0 | #VALUE!
358 | Holding Clamps for Top Channel TPMO & Fuse Set etc. with nuts, bolts & washers | item358 | 3190 | No. |  |  |  | Excess(+) | 1 | Full Conversion | INR | [8 empty] | 0 | 0 | 0 | [29 empty] | 0 | 0 | #VALUE!
359 | GI Angle 75x75x6 mm, 2028 mm long with clamp for T/F base | item359 | 638 | No. |  |  |  | Excess(+) | 1 | Full Conversion | INR | [8 empty] | 0 | 0 | 0 | [29 empty] | 0 | 0 | #VALUE!
360 | GI Channel 125x65x6, 1300mm (Tee-off) | item360 | 319 | No. |  |  |  | Excess(+) | 1 | Full Conversion | INR | [8 empty] | 0 | 0 | 0 | [29 empty] | 0 | 0 | #VALUE!
361 | Clamp with nuts & bolts for 1300 mm long GI Channel | item361 | 319 | No. |  |  |  | Excess(+) | 1 | Full Conversion | INR | [8 empty] | 0 | 0 | 0 | [29 empty] | 0 | 0 | #VALUE!
362 | 11kV Polymer Disc Insulator T&C type 45 KN | item362 | 957 | No. |  |  |  | Excess(+) | 1 | Full Conversion | INR | [8 empty] | 0 | 0 | 0 | [29 empty] | 0 | 0 | #VALUE!
363 | Disc Fittings T&C type 45 KN | item363 | 957 | No. |  |  |  | Excess(+) | 1 | Full Conversion | INR | [8 empty] | 0 | 0 | 0 | [29 empty] | 0 | 0 | #VALUE!
364 | 11 KV Composite Polymer Pin Insulator with Nut and washers | item364 | 957 | No. |  |  |  | Excess(+) | 1 | Full Conversion | INR | [8 empty] | 0 | 0 | 0 | [29 empty] | 0 | 0 | #VALUE!
365 | 11kV TPMO complete set | item365 | 319 | No. |  |  |  | Excess(+) | 1 | Full Conversion | INR | [8 empty] | 0 | 0 | 0 | [29 empty] | 0 | 0 | #VALUE!
366 | 11kV DO Fuse Set (3 Phase) | item366 | 319 | Set |  |  |  | Excess(+) | 1 | Full Conversion | INR | [8 empty] | 0 | 0 | 0 | [29 empty] | 0 | 0 | #VALUE!
367 | 11kV Lightening Arrestor | item367 | 957 | No. |  |  |  | Excess(+) | 1 | Full Conversion | INR | [8 empty] | 0 | 0 | 0 | [29 empty] | 0 | 0 | #VALUE!
368 | G.I. Barbed Wire | item368 | 638 | Kg |  |  |  | Excess(+) | 1 | Full Conversion | INR | [8 empty] | 0 | 0 | 0 | [29 empty] | 0 | 0 | #VALUE!
369 | 11kV MS Danger Board with clamp, bolts & nuts | item369 | 319 | No. |  |  |  | Excess(+) | 1 | Full Conversion | INR | [8 empty] | 0 | 0 | 0 | [29 empty] | 0 | 0 | #VALUE!
370 | SMC Distribution box as per technical specifications for 3 Ph 63 KVA DTR | item370 | 319 | No. |  |  |  | Excess(+) | 1 | Full Conversion | INR | [8 empty] | 0 | 0 | 0 | [29 empty] | 0 | 0 | #VALUE!
371 | LT Stay Set (16 x 1800 mm) | item371 | 1276 | No. |  |  |  | Excess(+) | 1 | Full Conversion | INR | [8 empty] | 0 | 0 | 0 | [29 empty] | 0 | 0 | #VALUE!
372 | LT Stay Clamp with nut and bolt | item372 | 1276 | Set |  |  |  | Excess(+) | 1 | Full Conversion | INR | [8 empty] | 0 | 0 | 0 | [29 empty] | 0 | 0 | #VALUE!
373 | Stay Wire 7/10 SWG | item373 | 6380 | Kg |  |  |  | Excess(+) | 1 | Full Conversion | INR | [8 empty] | 0 | 0 | 0 | [29 empty] | 0 | 0 | #VALUE!
374 | LT Stay Insulator | item374 | 1276 | Set |  |  |  | Excess(+) | 1 | Full Conversion | INR | [8 empty] | 0 | 0 | 0 | [29 empty] | 0 | 0 | #VALUE!
375 | Chemical Pipe Earthing (80 mm dia, 3 m long Pipe) | item375 | 957 | No. |  |  |  | Excess(+) | 1 | Full Conversion | INR | [8 empty] | 0 | 0 | 0 | [29 empty] | 0 | 0 | #VALUE!
376 | Aluminium L-Piece of size 400x60x10 mm for LT bushing rod of transformer | item376 | 1276 | No. |  |  |  | Excess(+) | 1 | Full Conversion | INR | [8 empty] | 0 | 0 | 0 | [29 empty] | 0 | 0 | #VALUE!
377 | LT PVC Cable 3.5x70/35 Sq.mm. | item377 | 6380 | Mtr |  |  |  | Excess(+) | 1 | Full Conversion | INR | [8 empty] | 0 | 0 | 0 | [29 empty] | 0 | 0 | #VALUE!
378 | ACSR Weasel Conductor | item378 | 7.98 | Km. |  |  |  | Excess(+) | 1 | Full Conversion | INR | [8 empty] | 0 | 0 | 0 | [29 empty] | 0 | 0 | #VALUE!
379 | Earthing coil (coil of 115 turns of 50 mm dia and 2.5mtrs lead of 4.0mm GI wire) | item379 | 638 | No. |  |  |  | Excess(+) | 1 | Full Conversion | INR | [8 empty] | 0 | 0 | 0 | [29 empty] | 0 | 0 | #VALUE!
380 | GI Wire 6 SWG | item380 | 127.6 | Kg |  |  |  | Excess(+) | 1 | Full Conversion | INR | [8 empty] | 0 | 0 | 0 | [29 empty] | 0 | 0 | #VALUE!
381 | GI Strip 25x3 mm | item381 | 3190 | Kg |  |  |  | Excess(+) | 1 | Full Conversion | INR | [8 empty] | 0 | 0 | 0 | [29 empty] | 0 | 0 | #VALUE!
382 | GI Angle 100x50x2028mm (For Distribution box)) | item382 | 638 | No. |  |  |  | Excess(+) | 1 | Full Conversion | INR | [8 empty] | 0 | 0 | 0 | [29 empty] | 0 | 0 | #VALUE!
383 | Al. Crimping lugs 70 sq.mm. | item383 | 2871 | No. |  |  |  | Excess(+) | 1 | Full Conversion | INR | [8 empty] | 0 | 0 | 0 | [29 empty] | 0 | 0 | #VALUE!
384 | Al. Crimping lugs 35 sq.mm. | item384 | 957 | No. |  |  |  | Excess(+) | 1 | Full Conversion | INR | [8 empty] | 0 | 0 | 0 | [29 empty] | 0 | 0 | #VALUE!
385 | Extra for Al. tape , binding wire, jointing sleeves, PG clamps etc. | item385 | 319 | L.S. |  |  |  | Excess(+) | 1 | Full Conversion | INR | [8 empty] | 0 | 0 | 0 | [29 empty] | 0 | 0 | #VALUE!
386 | Construction of new 25 KVA, 11/0.433kV Distribution Transformer S/S | item386 | 661 | No. |  |  |  | Excess(+) | 1 | Full Conversion | INR | [8 empty] | 0 | 0 | 0 | [29 empty] | 0 | 0 | #VALUE!
387 | 11/0.44 kV 25 KVA Transformer (Level-I) as per specified in T.S. | item387 | 661 | No. |  |  |  | Excess(+) | 1 | Full Conversion | INR | [8 empty] | 0 | 0 | 0 | [29 empty] | 0 | 0 | #VALUE!
388 | PCC Pole, 8.5 Mtr. Long | item388 | 1322 | No. |  |  |  | Excess(+) | 1 | Full Conversion | INR | [8 empty] | 0 | 0 | 0 | [29 empty] | 0 | 0 | #VALUE!
389 | Stone Pad (300x300x75mm) | item389 | 1322 | No. |  |  |  | Excess(+) | 1 | Full Conversion | INR | [8 empty] | 0 | 0 | 0 | [29 empty] | 0 | 0 | #VALUE!
390 | GI Top Channel 125x65 mm, 2240 mm with clamp, bolts, nuts and washers | item390 | 661 | No. |  |  |  | Excess(+) | 1 | Full Conversion | INR | [8 empty] | 0 | 0 | 0 | [29 empty] | 0 | 0 | #VALUE!
391 | GI Channel 100x50x2028mm (For TPMO,LA and Fuse set) | item391 | 1983 | No. |  |  |  | Excess(+) | 1 | Full Conversion | INR | [8 empty] | 0 | 0 | 0 | [29 empty] | 0 | 0 | #VALUE!
392 | Holding Clamps for Top Channel TPMO & Fuse Set etc. with nuts, bolts & washers | item392 | 6610 | No. |  |  |  | Excess(+) | 1 | Full Conversion | INR | [8 empty] | 0 | 0 | 0 | [29 empty] | 0 | 0 | #VALUE!
393 | GI Angle 75x75x6 mm, 2028 mm long with clamp for T/F base | item393 | 1322 | No. |  |  |  | Excess(+) | 1 | Full Conversion | INR | [8 empty] | 0 | 0 | 0 | [29 empty] | 0 | 0 | #VALUE!
394 | GI Channel 125x65x6, 1300mm (Tee-off) | item394 | 661 | No. |  |  |  | Excess(+) | 1 | Full Conversion | INR | [8 empty] | 0 | 0 | 0 | [29 empty] | 0 | 0 | #VALUE!
395 | Clamp with nuts & bolts for 1300 mm long GI Channel | item395 | 661 | No. |  |  |  | Excess(+) | 1 | Full Conversion | INR | [8 empty] | 0 | 0 | 0 | [29 empty] | 0 | 0 | #VALUE!
396 | 11kV Polymer Disc Insulator T&C type 45 KN | item396 | 1983 | No. |  |  |  | Excess(+) | 1 | Full Conversion | INR | [8 empty] | 0 | 0 | 0 | [29 empty] | 0 | 0 | #VALUE!
397 | Disc Fittings T&C type 45 KN | item397 | 1983 | No. |  |  |  | Excess(+) | 1 | Full Conversion | INR | [8 empty] | 0 | 0 | 0 | [29 empty] | 0 | 0 | #VALUE!
398 | 11 KV Composite Polymer Pin Insulator with Nut and washers | item398 | 1983 | No. |  |  |  | Excess(+) | 1 | Full Conversion | INR | [8 empty] | 0 | 0 | 0 | [29 empty] | 0 | 0 | #VALUE!
399 | 11kV TPMO complete set | item399 | 661 | No. |  |  |  | Excess(+) | 1 | Full Conversion | INR | [8 empty] | 0 | 0 | 0 | [29 empty] | 0 | 0 | #VALUE!
400 | 11kV DO Fuse Set (3 Phase) | item400 | 661 | Set |  |  |  | Excess(+) | 1 | Full Conversion | INR | [8 empty] | 0 | 0 | 0 | [29 empty] | 0 | 0 | #VALUE!
401 | 11kV Lightening Arrestor | item401 | 1983 | No. |  |  |  | Excess(+) | 1 | Full Conversion | INR | [8 empty] | 0 | 0 | 0 | [29 empty] | 0 | 0 | #VALUE!
402 | G.I. Barbed Wire | item402 | 1322 | Kg |  |  |  | Excess(+) | 1 | Full Conversion | INR | [8 empty] | 0 | 0 | 0 | [29 empty] | 0 | 0 | #VALUE!
403 | 11kV MS Danger Board with clamp, bolts & nuts | item403 | 661 | No. |  |  |  | Excess(+) | 1 | Full Conversion | INR | [8 empty] | 0 | 0 | 0 | [29 empty] | 0 | 0 | #VALUE!
404 | SMC Distribution box as per technical specifications for 3 Ph 25 KVA DTR | item404 | 661 | No. |  |  |  | Excess(+) | 1 | Full Conversion | INR | [8 empty] | 0 | 0 | 0 | [29 empty] | 0 | 0 | #VALUE!
405 | LT Stay Set (16 x 1800 mm) | item405 | 2644 | No. |  |  |  | Excess(+) | 1 | Full Conversion | INR | [8 empty] | 0 | 0 | 0 | [29 empty] | 0 | 0 | #VALUE!
406 | LT Stay Clamp with nut and bolt | item406 | 2644 | Set |  |  |  | Excess(+) | 1 | Full Conversion | INR | [8 empty] | 0 | 0 | 0 | [29 empty] | 0 | 0 | #VALUE!
407 | Stay Wire 7/10 SWG | item407 | 13220 | Kg |  |  |  | Excess(+) | 1 | Full Conversion | INR | [8 empty] | 0 | 0 | 0 | [29 empty] | 0 | 0 | #VALUE!
408 | LT Stay Insulator | item408 | 2644 | Set |  |  |  | Excess(+) | 1 | Full Conversion | INR | [8 empty] | 0 | 0 | 0 | [29 empty] | 0 | 0 | #VALUE!
409 | Chemical Pipe Earthing (80 mm dia, 3 m long Pipe) | item409 | 1983 | No. |  |  |  | Excess(+) | 1 | Full Conversion | INR | [8 empty] | 0 | 0 | 0 | [29 empty] | 0 | 0 | #VALUE!
410 | Aluminium L-Piece of size 400x60x10 mm for LT bushing rod of transformer | item410 | 2644 | No. |  |  |  | Excess(+) | 1 | Full Conversion | INR | [8 empty] | 0 | 0 | 0 | [29 empty] | 0 | 0 | #VALUE!
411 | LT XLPE insulated unarmoured 4x25 Sq. mm. Cable | item411 | 6610 | Mtr |  |  |  | Excess(+) | 1 | Full Conversion | INR | [8 empty] | 0 | 0 | 0 | [29 empty] | 0 | 0 | #VALUE!
412 | ACSR Weasel Conductor | item412 | 16.53 | Km. |  |  |  | Excess(+) | 1 | Full Conversion | INR | [8 empty] | 0 | 0 | 0 | [29 empty] | 0 | 0 | #VALUE!
413 | Earthing coil (coil of 115 turns of 50 mm dia and 2.5mtrs lead of 4.0mm GI wire) | item413 | 1322 | No. |  |  |  | Excess(+) | 1 | Full Conversion | INR | [8 empty] | 0 | 0 | 0 | [29 empty] | 0 | 0 | #VALUE!
414 | GI Wire 6 SWG | item414 | 264.4 | Kg |  |  |  | Excess(+) | 1 | Full Conversion | INR | [8 empty] | 0 | 0 | 0 | [29 empty] | 0 | 0 | #VALUE!
415 | GI Strip 25x3 mm | item415 | 6610 | Kg |  |  |  | Excess(+) | 1 | Full Conversion | INR | [8 empty] | 0 | 0 | 0 | [29 empty] | 0 | 0 | #VALUE!
416 | GI Angle 100x50x2028mm (For Distribution box)) | item416 | 1322 | No. |  |  |  | Excess(+) | 1 | Full Conversion | INR | [8 empty] | 0 | 0 | 0 | [29 empty] | 0 | 0 | #VALUE!
417 | Al. Crimping lugs 25 sq.mm. | item417 | 5288 | No. |  |  |  | Excess(+) | 1 | Full Conversion | INR | [8 empty] | 0 | 0 | 0 | [29 empty] | 0 | 0 | #VALUE!
418 | Extra for Al. tape , binding wire, jointing sleeves, PG clamps etc. | item418 | 661 | L.S. |  |  |  | Excess(+) | 1 | Full Conversion | INR | [8 empty] | 0 | 0 | 0 | [29 empty] | 0 | 0 | #VALUE!
419 | Installation of 11 KV Outgoing VCB for Feeder Segreration | item419 | 78 | No. |  |  |  | Excess(+) | 1 | Full Conversion | INR | [8 empty] | 0 | 0 | 0 | [29 empty] | 0 | 0 | #VALUE!
420 | 11KV Outgoing CTR 400/200/5A 350 MVA | item420 | 78 | No. |  |  |  | Excess(+) | 1 | Full Conversion | INR | [8 empty] | 0 | 0 | 0 | [29 empty] | 0 | 0 | #VALUE!
421 | Rearrangement for connecting New 11 KV Switchgear with existing 11 KV Switchgears (Adopter Panel) | item421 | 78 | No. |  |  |  | Excess(+) | 1 | Full Conversion | INR | [8 empty] | 0 | 0 | 0 | [29 empty] | 0 | 0 | #VALUE!
422 | 11kV 3x185 mm2 XLPE Cable | item422 | 4680 | Mtr |  |  |  | Excess(+) | 1 | Full Conversion | INR | [8 empty] | 0 | 0 | 0 | [29 empty] | 0 | 0 | #VALUE!
423 | Heat Shrinkable outdoor type termination kit suitable for 11kV XLPE 3x185 Sq.mm. cable size | item423 | 78 | Set |  |  |  | Excess(+) | 1 | Full Conversion | INR | [8 empty] | 0 | 0 | 0 | [29 empty] | 0 | 0 | #VALUE!
424 | Heat Shrinkable indoor type termination kit suitable for 11kV XLPE 3x185 Sq.mm. cable size | item424 | 78 | Set |  |  |  | Excess(+) | 1 | Full Conversion | INR | [8 empty] | 0 | 0 | 0 | [29 empty] | 0 | 0 | #VALUE!
425 | 11 Mtr. Long Steel Tubular pole 410 SP 55 | item425 | 312 | No. |  |  |  | Excess(+) | 1 | Full Conversion | INR | [8 empty] | 0 | 0 | 0 | [29 empty] | 0 | 0 | #VALUE!
426 | GI Top Channel 100x50x2240 mm. | item426 | 78 | No. |  |  |  | Excess(+) | 1 | Full Conversion | INR | [8 empty] | 0 | 0 | 0 | [29 empty] | 0 | 0 | #VALUE!
427 | Stone Pad (300x300x75mm) | item427 | 312 | No. |  |  |  | Excess(+) | 1 | Full Conversion | INR | [8 empty] | 0 | 0 | 0 | [29 empty] | 0 | 0 | #VALUE!
428 | 11 KV Polymer Disc Insulator B&S type 70 KN | item428 | 702 | No. |  |  |  | Excess(+) | 1 | Full Conversion | INR | [8 empty] | 0 | 0 | 0 | [29 empty] | 0 | 0 | #VALUE!
429 | Disc Fitting B&S type 70 KN | item429 | 702 | No. |  |  |  | Excess(+) | 1 | Full Conversion | INR | [8 empty] | 0 | 0 | 0 | [29 empty] | 0 | 0 | #VALUE!
430 | 11 KV Composite Polymer Pin Insulator with Nut and washers | item430 | 702 | No. |  |  |  | Excess(+) | 1 | Full Conversion | INR | [8 empty] | 0 | 0 | 0 | [29 empty] | 0 | 0 | #VALUE!
431 | P.G. Clamp for ACSR Dog/Raccoon | item431 | 702 | No. |  |  |  | Excess(+) | 1 | Full Conversion | INR | [8 empty] | 0 | 0 | 0 | [29 empty] | 0 | 0 | #VALUE!
432 | 11kV 'E' Bracket with N&B | item432 | 702 | No. |  |  |  | Excess(+) | 1 | Full Conversion | INR | [8 empty] | 0 | 0 | 0 | [29 empty] | 0 | 0 | #VALUE!
433 | 11kV MS Number Plate for clamp with N&B | item433 | 78 | No. |  |  |  | Excess(+) | 1 | Full Conversion | INR | [8 empty] | 0 | 0 | 0 | [29 empty] | 0 | 0 | #VALUE!
434 | 11kV MS Danger Board with clamp, bolts & nuts | item434 | 78 | No. |  |  |  | Excess(+) | 1 | Full Conversion | INR | [8 empty] | 0 | 0 | 0 | [29 empty] | 0 | 0 | #VALUE!
435 | GI Channel 125x65x2028 mm long (Dropper for fuse set) | item435 | 312 | No. |  |  |  | Excess(+) | 1 | Full Conversion | INR | [8 empty] | 0 | 0 | 0 | [29 empty] | 0 | 0 | #VALUE!
436 | Holding Clamps for Top Channel TPMO & Fuse Set etc. with nuts, bolts & washers | item436 | 7800 | No. |  |  |  | Excess(+) | 1 | Full Conversion | INR | [8 empty] | 0 | 0 | 0 | [29 empty] | 0 | 0 | #VALUE!
437 | 11kV TPMO complete set | item437 | 78 | No. |  |  |  | Excess(+) | 1 | Full Conversion | INR | [8 empty] | 0 | 0 | 0 | [29 empty] | 0 | 0 | #VALUE!
438 | 11kV DO Fuse Set (3 Phase) | item438 | 78 | No. |  |  |  | Excess(+) | 1 | Full Conversion | INR | [8 empty] | 0 | 0 | 0 | [29 empty] | 0 | 0 | #VALUE!
439 | 11kV Lightening Arrestor | item439 | 702 | No. |  |  |  | Excess(+) | 1 | Full Conversion | INR | [8 empty] | 0 | 0 | 0 | [29 empty] | 0 | 0 | #VALUE!
440 | G.I. Barbed Wire | item440 | 1248 | Kg |  |  |  | Excess(+) | 1 | Full Conversion | INR | [8 empty] | 0 | 0 | 0 | [29 empty] | 0 | 0 | #VALUE!
441 | Aluminium Binding Wire - 6 SWG | item441 | 78 | Kg |  |  |  | Excess(+) | 1 | Full Conversion | INR | [8 empty] | 0 | 0 | 0 | [29 empty] | 0 | 0 | #VALUE!
442 | Aluminium Paint | item442 | 312 | Ltr |  |  |  | Excess(+) | 1 | Full Conversion | INR | [8 empty] | 0 | 0 | 0 | [29 empty] | 0 | 0 | #VALUE!
443 | Red Oxide Paint | item443 | 1248 | Ltr |  |  |  | Excess(+) | 1 | Full Conversion | INR | [8 empty] | 0 | 0 | 0 | [29 empty] | 0 | 0 | #VALUE!
444 | 11 KV Stay Set (16 x 1800 mm) | item444 | 1248 | No. |  |  |  | Excess(+) | 1 | Full Conversion | INR | [8 empty] | 0 | 0 | 0 | [29 empty] | 0 | 0 | #VALUE!
445 | 11 KV Stay Clamp with nut and bolt | item445 | 1248 | Set |  |  |  | Excess(+) | 1 | Full Conversion | INR | [8 empty] | 0 | 0 | 0 | [29 empty] | 0 | 0 | #VALUE!
446 | Stay Wire 7/10 SWG | item446 | 6240 | Kg |  |  |  | Excess(+) | 1 | Full Conversion | INR | [8 empty] | 0 | 0 | 0 | [29 empty] | 0 | 0 | #VALUE!
447 | 11 KV Stay Insulator | item447 | 1248 | Set |  |  |  | Excess(+) | 1 | Full Conversion | INR | [8 empty] | 0 | 0 | 0 | [29 empty] | 0 | 0 | #VALUE!
448 | Earthing coil (coil of 115 turns of 50 mm dia and 2.5mtrs lead of 4.0mm GI wire) | item448 | 312 | No. |  |  |  | Excess(+) | 1 | Full Conversion | INR | [8 empty] | 0 | 0 | 0 | [29 empty] | 0 | 0 | #VALUE!
449 | GI Strip 50x6 mm | item449 | 10860.72 | Kg |  |  |  | Excess(+) | 1 | Full Conversion | INR | [8 empty] | 0 | 0 | 0 | [29 empty] | 0 | 0 | #VALUE!
450 | GI Wire 6 SWG | item450 | 12.48 | Kg |  |  |  | Excess(+) | 1 | Full Conversion | INR | [8 empty] | 0 | 0 | 0 | [29 empty] | 0 | 0 | #VALUE!
451 | G.I. Pipe 6" dia . | item451 | 702 | Mtr |  |  |  | Excess(+) | 1 | Full Conversion | INR | [8 empty] | 0 | 0 | 0 | [29 empty] | 0 | 0 | #VALUE!
452 | 11 KV Railway Crossing | item452 | 12 | No. |  |  |  | Excess(+) | 1 | Full Conversion | INR | [8 empty] | 0 | 0 | 0 | [29 empty] | 0 | 0 | #VALUE!
453 | 11kV 3x185 mm2 XLPE Cable | item453 | 3600 | Mtr |  |  |  | Excess(+) | 1 | Full Conversion | INR | [8 empty] | 0 | 0 | 0 | [29 empty] | 0 | 0 | #VALUE!
454 | Heat Shrinkable outdoor type termination kit suitable for 11kV XLPE 3x185 Sq.mm. cable size | item454 | 48 | Set |  |  |  | Excess(+) | 1 | Full Conversion | INR | [8 empty] | 0 | 0 | 0 | [29 empty] | 0 | 0 | #VALUE!
455 | HDPE Pipe for Cable laying (Pipe to be laid by HDD Method) (For Railway Crossing /Road Crossing) | item455 | 960 | Mtr |  |  |  | Excess(+) | 1 | Full Conversion | INR | [8 empty] | 0 | 0 | 0 | [29 empty] | 0 | 0 | #VALUE!
456 | Cable Route Marker | item456 | 24 | No. |  |  |  | Excess(+) | 1 | Full Conversion | INR | [8 empty] | 0 | 0 | 0 | [29 empty] | 0 | 0 | #VALUE!
457 | G.I. Pipe 6" dia . | item457 | 144 | Mtr |  |  |  | Excess(+) | 1 | Full Conversion | INR | [8 empty] | 0 | 0 | 0 | [29 empty] | 0 | 0 | #VALUE!
458 | 11 Mtr. Long Steel Tubular pole 410 SP 55 | item458 | 48 | No. |  |  |  | Excess(+) | 1 | Full Conversion | INR | [8 empty] | 0 | 0 | 0 | [29 empty] | 0 | 0 | #VALUE!
459 | Stone Pad (300x300x75mm) | item459 | 48 | No. |  |  |  | Excess(+) | 1 | Full Conversion | INR | [8 empty] | 0 | 0 | 0 | [29 empty] | 0 | 0 | #VALUE!
460 | GI Angle 65x65x6 mm, 2700 mm long bracing complete with 4 clamps, Nut, bolt and washers | item460 | 48 | No. |  |  |  | Excess(+) | 1 | Full Conversion | INR | [8 empty] | 0 | 0 | 0 | [29 empty] | 0 | 0 | #VALUE!
461 | GI Top Channel 125x65 mm, 2240 mm with clamp, bolts, nuts and washers | item461 | 24 | No. |  |  |  | Excess(+) | 1 | Full Conversion | INR | [8 empty] | 0 | 0 | 0 | [29 empty] | 0 | 0 | #VALUE!
462 | 11 KV Polymer Disc Insulator B&S type 70 KN | item462 | 72 | No. |  |  |  | Excess(+) | 1 | Full Conversion | INR | [8 empty] | 0 | 0 | 0 | [29 empty] | 0 | 0 | #VALUE!
463 | Disc Fitting B&S type 70 KN | item463 | 72 | No. |  |  |  | Excess(+) | 1 | Full Conversion | INR | [8 empty] | 0 | 0 | 0 | [29 empty] | 0 | 0 | #VALUE!
464 | P.G. Clamp for ACSR Dog/Raccoon | item464 | 144 | No. |  |  |  | Excess(+) | 1 | Full Conversion | INR | [8 empty] | 0 | 0 | 0 | [29 empty] | 0 | 0 | #VALUE!
465 | 11kV MS Number Plate for clamp with N&B | item465 | 24 | No. |  |  |  | Excess(+) | 1 | Full Conversion | INR | [8 empty] | 0 | 0 | 0 | [29 empty] | 0 | 0 | #VALUE!
466 | 11kV MS Danger Board with clamp, bolts & nuts | item466 | 24 | No. |  |  |  | Excess(+) | 1 | Full Conversion | INR | [8 empty] | 0 | 0 | 0 | [29 empty] | 0 | 0 | #VALUE!
467 | G.I. Barbed Wire | item467 | 96 | Kg |  |  |  | Excess(+) | 1 | Full Conversion | INR | [8 empty] | 0 | 0 | 0 | [29 empty] | 0 | 0 | #VALUE!
468 | Aluminium Binding Wire - 6 SWG | item468 | 24 | Kg |  |  |  | Excess(+) | 1 | Full Conversion | INR | [8 empty] | 0 | 0 | 0 | [29 empty] | 0 | 0 | #VALUE!
469 | Aluminium Paint | item469 | 48 | Ltr |  |  |  | Excess(+) | 1 | Full Conversion | INR | [8 empty] | 0 | 0 | 0 | [29 empty] | 0 | 0 | #VALUE!
470 | Red Oxide Paint | item470 | 96 | Ltr |  |  |  | Excess(+) | 1 | Full Conversion | INR | [8 empty] | 0 | 0 | 0 | [29 empty] | 0 | 0 | #VALUE!
471 | 11 KVStay Set (16 x 1800 mm) | item471 | 96 | No. |  |  |  | Excess(+) | 1 | Full Conversion | INR | [8 empty] | 0 | 0 | 0 | [29 empty] | 0 | 0 | #VALUE!
472 | 11 KV Stay Clamp with nut and bolt | item472 | 96 | Set |  |  |  | Excess(+) | 1 | Full Conversion | INR | [8 empty] | 0 | 0 | 0 | [29 empty] | 0 | 0 | #VALUE!
473 | Stay Wire 7/10 SWG | item473 | 480 | Kg |  |  |  | Excess(+) | 1 | Full Conversion | INR | [8 empty] | 0 | 0 | 0 | [29 empty] | 0 | 0 | #VALUE!
474 | 11 KV Stay Insulator | item474 | 96 | Set |  |  |  | Excess(+) | 1 | Full Conversion | INR | [8 empty] | 0 | 0 | 0 | [29 empty] | 0 | 0 | #VALUE!
475 | Earthing coil (coil of 115 turns of 50 mm dia and 2.5mtrs lead of 4.0mm GI wire) | item475 | 48 | No. |  |  |  | Excess(+) | 1 | Full Conversion | INR | [8 empty] | 0 | 0 | 0 | [29 empty] | 0 | 0 | #VALUE!
476 | GI Wire 6 SWG | item476 | 9.6 | Kg |  |  |  | Excess(+) | 1 | Full Conversion | INR | [8 empty] | 0 | 0 | 0 | [29 empty] | 0 | 0 | #VALUE!
477 | NHAI/State Highway Crossing | item477 | 23 | No. |  |  |  | Excess(+) | 1 | Full Conversion | INR | [8 empty] | 0 | 0 | 0 | [29 empty] | 0 | 0 | #VALUE!
478 | 11kV 3x185 mm2 XLPE Cable | item478 | 6900 | Mtr |  |  |  | Excess(+) | 1 | Full Conversion | INR | [8 empty] | 0 | 0 | 0 | [29 empty] | 0 | 0 | #VALUE!
479 | Heat Shrinkable outdoor type termination kit suitable for 11kV XLPE 3x185 Sq.mm. cable size | item479 | 92 | Set |  |  |  | Excess(+) | 1 | Full Conversion | INR | [8 empty] | 0 | 0 | 0 | [29 empty] | 0 | 0 | #VALUE!
480 | HDPE Pipe for Cable laying (Pipe to be laid by HDD Method) (For Railway Crossing /Road Crossing) | item480 | 1840 | Mtr |  |  |  | Excess(+) | 1 | Full Conversion | INR | [8 empty] | 0 | 0 | 0 | [29 empty] | 0 | 0 | #VALUE!
481 | Cable Route Marker | item481 | 46 | No. |  |  |  | Excess(+) | 1 | Full Conversion | INR | [8 empty] | 0 | 0 | 0 | [29 empty] | 0 | 0 | #VALUE!
482 | G.I. Pipe 6" dia . | item482 | 276 | Mtr |  |  |  | Excess(+) | 1 | Full Conversion | INR | [8 empty] | 0 | 0 | 0 | [29 empty] | 0 | 0 | #VALUE!
483 | 11 Mtr. Long Steel Tubular pole 410 SP 55 | item483 | 92 | No. |  |  |  | Excess(+) | 1 | Full Conversion | INR | [8 empty] | 0 | 0 | 0 | [29 empty] | 0 | 0 | #VALUE!
484 | Stone Pad (300x300x75mm) | item484 | 92 | No. |  |  |  | Excess(+) | 1 | Full Conversion | INR | [8 empty] | 0 | 0 | 0 | [29 empty] | 0 | 0 | #VALUE!
485 | GI Angle 65x65x6 mm, 2700 mm long bracing complete with 4 clamps, Nut, bolt and washers | item485 | 92 | No. |  |  |  | Excess(+) | 1 | Full Conversion | INR | [8 empty] | 0 | 0 | 0 | [29 empty] | 0 | 0 | #VALUE!
486 | GI Top Channel 125x65 mm, 2240 mm with clamp, bolts, nuts and washers | item486 | 46 | No. |  |  |  | Excess(+) | 1 | Full Conversion | INR | [8 empty] | 0 | 0 | 0 | [29 empty] | 0 | 0 | #VALUE!
487 | 11 KV Polymer Disc Insulator B&S type 70 KN | item487 | 138 | No. |  |  |  | Excess(+) | 1 | Full Conversion | INR | [8 empty] | 0 | 0 | 0 | [29 empty] | 0 | 0 | #VALUE!
488 | Disc Fitting B&S type 70 KN | item488 | 138 | No. |  |  |  | Excess(+) | 1 | Full Conversion | INR | [8 empty] | 0 | 0 | 0 | [29 empty] | 0 | 0 | #VALUE!
489 | P.G. Clamp for ACSR Dog/Raccoon | item489 | 276 | No. |  |  |  | Excess(+) | 1 | Full Conversion | INR | [8 empty] | 0 | 0 | 0 | [29 empty] | 0 | 0 | #VALUE!
490 | 11kV MS Number Plate for clamp with N&B | item490 | 46 | No. |  |  |  | Excess(+) | 1 | Full Conversion | INR | [8 empty] | 0 | 0 | 0 | [29 empty] | 0 | 0 | #VALUE!
491 | 11kV MS Danger Board with clamp, bolts & nuts | item491 | 46 | No. |  |  |  | Excess(+) | 1 | Full Conversion | INR | [8 empty] | 0 | 0 | 0 | [29 empty] | 0 | 0 | #VALUE!
492 | G.I. Barbed Wire | item492 | 184 | Kg |  |  |  | Excess(+) | 1 | Full Conversion | INR | [8 empty] | 0 | 0 | 0 | [29 empty] | 0 | 0 | #VALUE!
493 | Aluminium Binding Wire - 6 SWG | item493 | 46 | Kg |  |  |  | Excess(+) | 1 | Full Conversion | INR | [8 empty] | 0 | 0 | 0 | [29 empty] | 0 | 0 | #VALUE!
494 | Aluminium Paint | item494 | 92 | Ltr |  |  |  | Excess(+) | 1 | Full Conversion | INR | [8 empty] | 0 | 0 | 0 | [29 empty] | 0 | 0 | #VALUE!
495 | Red Oxide Paint | item495 | 184 | Ltr |  |  |  | Excess(+) | 1 | Full Conversion | INR | [8 empty] | 0 | 0 | 0 | [29 empty] | 0 | 0 | #VALUE!
496 | 11 KV Stay Set (16 x 1800 mm) | item496 | 184 | No. |  |  |  | Excess(+) | 1 | Full Conversion | INR | [8 empty] | 0 | 0 | 0 | [29 empty] | 0 | 0 | #VALUE!
497 | 11 KV Stay Clamp with nut and bolt | item497 | 184 | Set |  |  |  | Excess(+) | 1 | Full Conversion | INR | [8 empty] | 0 | 0 | 0 | [29 empty] | 0 | 0 | #VALUE!
498 | Stay Wire 7/10 SWG | item498 | 920 | Kg |  |  |  | Excess(+) | 1 | Full Conversion | INR | [8 empty] | 0 | 0 | 0 | [29 empty] | 0 | 0 | #VALUE!
499 | 11 KV Stay Insulator | item499 | 184 | Set |  |  |  | Excess(+) | 1 | Full Conversion | INR | [8 empty] | 0 | 0 | 0 | [29 empty] | 0 | 0 | #VALUE!
500 | Earthing coil (coil of 115 turns of 50 mm dia and 2.5mtrs lead of 4.0mm GI wire) | item500 | 92 | No. |  |  |  | Excess(+) | 1 | Full Conversion | INR | [8 empty] | 0 | 0 | 0 | [29 empty] | 0 | 0 | #VALUE!
501 | GI Wire 6 SWG | item501 | 18.4 | Kg |  |  |  | Excess(+) | 1 | Full Conversion | INR | [8 empty] | 0 | 0 | 0 | [29 empty] | 0 | 0 | #VALUE!
502 | Requirement of Extra AB Cable for New additional Ckt at DTs | item502 | 1146.29 | Km. |  |  |  | Excess(+) | 1 | Full Conversion | INR | [8 empty] | 0 | 0 | 0 | [29 empty] | 0 | 0 | #VALUE!
503 | Construction of New LT Line on (3x50 + 1x35 +1x16)sq. mm LT ABC Cable | item503 | 242.73 | Km. |  |  |  | Excess(+) | 1 | Full Conversion | INR | [8 empty] | 0 | 0 | 0 | [29 empty] | 0 | 0 | #VALUE!
504 | PCC Pole, 8.5 Mtr. Long | item504 | 6068 | No. |  |  |  | Excess(+) | 1 | Full Conversion | INR | [8 empty] | 0 | 0 | 0 | [29 empty] | 0 | 0 | #VALUE!
505 | 11 Mtr. Long Steel Tubular pole 410 SP 55 | item505 | 1214 | No. |  |  |  | Excess(+) | 1 | Full Conversion | INR | [8 empty] | 0 | 0 | 0 | [29 empty] | 0 | 0 | #VALUE!
506 | Stone Pad (300x300x75mm) | item506 | 7282 | No. |  |  |  | Excess(+) | 1 | Full Conversion | INR | [8 empty] | 0 | 0 | 0 | [29 empty] | 0 | 0 | #VALUE!
507 | Earthing coil (coil of 115 turns of 50 mm dia and 2.5mtrs lead of 4.0mm GI wire) | item507 | 2427 | No. |  |  |  | Excess(+) | 1 | Full Conversion | INR | [8 empty] | 0 | 0 | 0 | [29 empty] | 0 | 0 | #VALUE!
508 | GI Wire 6 SWG | item508 | 485.46 | Kg |  |  |  | Excess(+) | 1 | Full Conversion | INR | [8 empty] | 0 | 0 | 0 | [29 empty] | 0 | 0 | #VALUE!
509 | LT Stay Set (16 x 1800 mm) | item509 | 2427 | No. |  |  |  | Excess(+) | 1 | Full Conversion | INR | [8 empty] | 0 | 0 | 0 | [29 empty] | 0 | 0 | #VALUE!
510 | LT Stay Clamp with nut and bolt | item510 | 2427 | Set |  |  |  | Excess(+) | 1 | Full Conversion | INR | [8 empty] | 0 | 0 | 0 | [29 empty] | 0 | 0 | #VALUE!
511 | Stay Wire 7/10 SWG | item511 | 12136.5 | Kg |  |  |  | Excess(+) | 1 | Full Conversion | INR | [8 empty] | 0 | 0 | 0 | [29 empty] | 0 | 0 | #VALUE!
512 | LT Stay Insulator | item512 | 2427 | Set |  |  |  | Excess(+) | 1 | Full Conversion | INR | [8 empty] | 0 | 0 | 0 | [29 empty] | 0 | 0 | #VALUE!
513 | Dead End clamps with I-Hook (Insulated) | item513 | 2427 | No. |  |  |  | Excess(+) | 1 | Full Conversion | INR | [8 empty] | 0 | 0 | 0 | [29 empty] | 0 | 0 | #VALUE!
514 | Suspension Clamp with I-Hook | item514 | 4855 | No. |  |  |  | Excess(+) | 1 | Full Conversion | INR | [8 empty] | 0 | 0 | 0 | [29 empty] | 0 | 0 | #VALUE!
515 | Pole clamps with nut and bolt | item515 | 9709 | Set |  |  |  | Excess(+) | 1 | Full Conversion | INR | [8 empty] | 0 | 0 | 0 | [29 empty] | 0 | 0 | #VALUE!
516 | LT Insulation Piercing Connectors of 120-50 sq. mm -50-35 sq. mm size for energizing distribution kiosk/box | item516 | 15777 | No. |  |  |  | Excess(+) | 1 | Full Conversion | INR | [8 empty] | 0 | 0 | 0 | [29 empty] | 0 | 0 | #VALUE!
517 | LT Insulation Piercing connectors (16 sq. mm -16 sq. mm) suitable for street light connection | item517 | 6068 | No. |  |  |  | Excess(+) | 1 | Full Conversion | INR | [8 empty] | 0 | 0 | 0 | [29 empty] | 0 | 0 | #VALUE!
518 | Supply of SMC LT distribution boxes/kiosk, 3 phase on the LT Poles including all clamps & material required for mounting connections | item518 | 4855 | No. |  |  |  | Excess(+) | 1 | Full Conversion | INR | [8 empty] | 0 | 0 | 0 | [29 empty] | 0 | 0 | #VALUE!
519 | LT ABC of 3x50+1x35+1x16 sq. mm | item519 | 254.87 | Km. |  |  |  | Excess(+) | 1 | Full Conversion | INR | [8 empty] | 0 | 0 | 0 | [29 empty] | 0 | 0 | #VALUE!
520 | 1x35 mm2 XLPE insulated AL. cable for energising the distribution boxes/kiosks. | item520 | 24273 | Mtr |  |  |  | Excess(+) | 1 | Full Conversion | INR | [8 empty] | 0 | 0 | 0 | [29 empty] | 0 | 0 | #VALUE!
521 | End cap for LT AB cable | item521 | 2913 | No. |  |  |  | Excess(+) | 1 | Full Conversion | INR | [8 empty] | 0 | 0 | 0 | [29 empty] | 0 | 0 | #VALUE!
522 | PG Clamps | item522 | 6068 | No. |  |  |  | Excess(+) | 1 | Full Conversion | INR | [8 empty] | 0 | 0 | 0 | [29 empty] | 0 | 0 | #VALUE!
523 | 1x16 mm2 XLPE insulated Al. cable for energising the street light | item523 | 4854.6 | Mtr |  |  |  | Excess(+) | 1 | Full Conversion | INR | [8 empty] | 0 | 0 | 0 | [29 empty] | 0 | 0 | #VALUE!
524 | Construction of New LT line on (3x95 + 1x70 +1x16)sq. mm LT ABC Cable | item524 | 307.01 | Km. |  |  |  | Excess(+) | 1 | Full Conversion | INR | [8 empty] | 0 | 0 | 0 | [29 empty] | 0 | 0 | #VALUE!
525 | PCC Pole, 8.5 Mtr. Long | item525 | 7675 | No. |  |  |  | Excess(+) | 1 | Full Conversion | INR | [8 empty] | 0 | 0 | 0 | [29 empty] | 0 | 0 | #VALUE!
526 | 11 Mtr. Long Steel Tubular pole 410 SP 55 | item526 | 1535 | No. |  |  |  | Excess(+) | 1 | Full Conversion | INR | [8 empty] | 0 | 0 | 0 | [29 empty] | 0 | 0 | #VALUE!
527 | Stone Pad (300x300x75mm) | item527 | 9210 | No. |  |  |  | Excess(+) | 1 | Full Conversion | INR | [8 empty] | 0 | 0 | 0 | [29 empty] | 0 | 0 | #VALUE!
528 | Earthing coil (coil of 115 turns of 50 mm dia and 2.5mtrs lead of 4.0mm GI wire) | item528 | 3070 | No. |  |  |  | Excess(+) | 1 | Full Conversion | INR | [8 empty] | 0 | 0 | 0 | [29 empty] | 0 | 0 | #VALUE!
529 | GI Wire 6 SWG | item529 | 614.02 | Kg |  |  |  | Excess(+) | 1 | Full Conversion | INR | [8 empty] | 0 | 0 | 0 | [29 empty] | 0 | 0 | #VALUE!
530 | LT Stay Set (16 x 1800 mm) | item530 | 3070 | No. |  |  |  | Excess(+) | 1 | Full Conversion | INR | [8 empty] | 0 | 0 | 0 | [29 empty] | 0 | 0 | #VALUE!
531 | LT Stay Clamp with nut and bolt | item531 | 3070 | Set |  |  |  | Excess(+) | 1 | Full Conversion | INR | [8 empty] | 0 | 0 | 0 | [29 empty] | 0 | 0 | #VALUE!
532 | Stay Wire 7/10 SWG | item532 | 15350.5 | Kg |  |  |  | Excess(+) | 1 | Full Conversion | INR | [8 empty] | 0 | 0 | 0 | [29 empty] | 0 | 0 | #VALUE!
533 | LT Stay Insulator | item533 | 3070 | Set |  |  |  | Excess(+) | 1 | Full Conversion | INR | [8 empty] | 0 | 0 | 0 | [29 empty] | 0 | 0 | #VALUE!
534 | Dead End clamps with I-Hook (Insulated) | item534 | 3070 | No. |  |  |  | Excess(+) | 1 | Full Conversion | INR | [8 empty] | 0 | 0 | 0 | [29 empty] | 0 | 0 | #VALUE!
535 | Suspension Clamp with I-Hook | item535 | 6140 | No. |  |  |  | Excess(+) | 1 | Full Conversion | INR | [8 empty] | 0 | 0 | 0 | [29 empty] | 0 | 0 | #VALUE!
536 | Pole clamps with nut and bolt | item536 | 12280 | Set |  |  |  | Excess(+) | 1 | Full Conversion | INR | [8 empty] | 0 | 0 | 0 | [29 empty] | 0 | 0 | #VALUE!
537 | LT Insulation Piercing Connectors of 120-50 sq. mm -50-35 sq. mm size for energizing distribution kiosk/box | item537 | 19956 | No. |  |  |  | Excess(+) | 1 | Full Conversion | INR | [8 empty] | 0 | 0 | 0 | [29 empty] | 0 | 0 | #VALUE!
538 | LT Insulation Piercing connectors (16 sq. mm -16 sq. mm) suitable for street light connection | item538 | 7675 | No. |  |  |  | Excess(+) | 1 | Full Conversion | INR | [8 empty] | 0 | 0 | 0 | [29 empty] | 0 | 0 | #VALUE!
539 | Supply of SMC LT distribution boxes/kiosk, 3 phase on the LT Poles including all clamps & material required for mounting connections & sealing and suitable lock and key arrangment | item539 | 6140 | No. |  |  |  | Excess(+) | 1 | Full Conversion | INR | [8 empty] | 0 | 0 | 0 | [29 empty] | 0 | 0 | #VALUE!
540 | LT ABC of 3x95+1x70+1x16 sq. mm | item540 | 322.36 | Km. |  |  |  | Excess(+) | 1 | Full Conversion | INR | [8 empty] | 0 | 0 | 0 | [29 empty] | 0 | 0 | #VALUE!
541 | 1x35 mm2 XLPE insulated AL. cable for energising the distribution boxes/kiosks. | item541 | 30701 | Mtr |  |  |  | Excess(+) | 1 | Full Conversion | INR | [8 empty] | 0 | 0 | 0 | [29 empty] | 0 | 0 | #VALUE!
542 | End cap for LT AB cable | item542 | 3684 | No. |  |  |  | Excess(+) | 1 | Full Conversion | INR | [8 empty] | 0 | 0 | 0 | [29 empty] | 0 | 0 | #VALUE!
543 | PG Clamps | item543 | 7675 | No. |  |  |  | Excess(+) | 1 | Full Conversion | INR | [8 empty] | 0 | 0 | 0 | [29 empty] | 0 | 0 | #VALUE!
544 | 1x16 mm2 XLPE insulated Al. cable for energising the street light | item544 | 6140.2 | Mtr |  |  |  | Excess(+) | 1 | Full Conversion | INR | [8 empty] | 0 | 0 | 0 | [29 empty] | 0 | 0 | #VALUE!
545 | Construction of New LT line on (3x120 + 1x95 +1x16)sq. mm LT ABC Cable | item545 | 596.55 | Km. |  |  |  | Excess(+) | 1 | Full Conversion | INR | [8 empty] | 0 | 0 | 0 | [29 empty] | 0 | 0 | #VALUE!
546 | PCC Pole, 8.5 Mtr. Long | item546 | 14914 | No. |  |  |  | Excess(+) | 1 | Full Conversion | INR | [8 empty] | 0 | 0 | 0 | [29 empty] | 0 | 0 | #VALUE!
547 | 11 Mtr. Long Steel Tubular pole 410 SP 55 | item547 | 2983 | No. |  |  |  | Excess(+) | 1 | Full Conversion | INR | [8 empty] | 0 | 0 | 0 | [29 empty] | 0 | 0 | #VALUE!
548 | Stone Pad (300x300x75mm) | item548 | 17897 | No. |  |  |  | Excess(+) | 1 | Full Conversion | INR | [8 empty] | 0 | 0 | 0 | [29 empty] | 0 | 0 | #VALUE!
549 | Earthing coil (coil of 115 turns of 50 mm dia and 2.5mtrs lead of 4.0mm GI wire) | item549 | 5966 | No. |  |  |  | Excess(+) | 1 | Full Conversion | INR | [8 empty] | 0 | 0 | 0 | [29 empty] | 0 | 0 | #VALUE!
550 | GI Wire 6 SWG | item550 | 1193.1 | Kg |  |  |  | Excess(+) | 1 | Full Conversion | INR | [8 empty] | 0 | 0 | 0 | [29 empty] | 0 | 0 | #VALUE!
551 | LT Stay Set (16 x 1800 mm) | item551 | 5966 | No. |  |  |  | Excess(+) | 1 | Full Conversion | INR | [8 empty] | 0 | 0 | 0 | [29 empty] | 0 | 0 | #VALUE!
552 | LT Stay Clamp with nut and bolt | item552 | 5966 | Set |  |  |  | Excess(+) | 1 | Full Conversion | INR | [8 empty] | 0 | 0 | 0 | [29 empty] | 0 | 0 | #VALUE!
553 | Stay Wire 7/10 SWG | item553 | 29827.5 | Kg |  |  |  | Excess(+) | 1 | Full Conversion | INR | [8 empty] | 0 | 0 | 0 | [29 empty] | 0 | 0 | #VALUE!
554 | LT Stay Insulator | item554 | 5966 | Set |  |  |  | Excess(+) | 1 | Full Conversion | INR | [8 empty] | 0 | 0 | 0 | [29 empty] | 0 | 0 | #VALUE!
555 | Dead End clamps with I-Hook (Insulated) | item555 | 5966 | No. |  |  |  | Excess(+) | 1 | Full Conversion | INR | [8 empty] | 0 | 0 | 0 | [29 empty] | 0 | 0 | #VALUE!
556 | Suspension Clamp with I-Hook | item556 | 11931 | No. |  |  |  | Excess(+) | 1 | Full Conversion | INR | [8 empty] | 0 | 0 | 0 | [29 empty] | 0 | 0 | #VALUE!
557 | Pole clamps with nut and bolt | item557 | 23862 | Set |  |  |  | Excess(+) | 1 | Full Conversion | INR | [8 empty] | 0 | 0 | 0 | [29 empty] | 0 | 0 | #VALUE!
558 | LT Insulation Piercing Connectors of 120-50 sq. mm -50-35 sq. mm size for energizing distribution kiosk/box | item558 | 38776 | No. |  |  |  | Excess(+) | 1 | Full Conversion | INR | [8 empty] | 0 | 0 | 0 | [29 empty] | 0 | 0 | #VALUE!
559 | LT Insulation Piercing connectors (16 sq. mm -16 sq. mm) suitable for street light connection | item559 | 14914 | No. |  |  |  | Excess(+) | 1 | Full Conversion | INR | [8 empty] | 0 | 0 | 0 | [29 empty] | 0 | 0 | #VALUE!
560 | Supply of SMC LT distribution boxes/kiosk, 3 phase on the LT Poles including all clamps & material required for mounting connections | item560 | 11931 | No. |  |  |  | Excess(+) | 1 | Full Conversion | INR | [8 empty] | 0 | 0 | 0 | [29 empty] | 0 | 0 | #VALUE!
561 | LT ABC of 3x120+1x95+1x16 sq. mm | item561 | 626.38 | Km. |  |  |  | Excess(+) | 1 | Full Conversion | INR | [8 empty] | 0 | 0 | 0 | [29 empty] | 0 | 0 | #VALUE!
562 | 1x35 mm2 XLPE insulated AL. cable for energising the distribution boxes/kiosks. | item562 | 59655 | Mtr |  |  |  | Excess(+) | 1 | Full Conversion | INR | [8 empty] | 0 | 0 | 0 | [29 empty] | 0 | 0 | #VALUE!
563 | End cap for LT AB cable | item563 | 7159 | No. |  |  |  | Excess(+) | 1 | Full Conversion | INR | [8 empty] | 0 | 0 | 0 | [29 empty] | 0 | 0 | #VALUE!
564 | PG Clamps | item564 | 14914 | No. |  |  |  | Excess(+) | 1 | Full Conversion | INR | [8 empty] | 0 | 0 | 0 | [29 empty] | 0 | 0 | #VALUE!
565 | 1x16 mm2 XLPE insulated Al. cable for energising the street light | item565 | 11931 | Mtr |  |  |  | Excess(+) | 1 | Full Conversion | INR | [8 empty] | 0 | 0 | 0 | [29 empty] | 0 | 0 | #VALUE!
566 | Additional items that may be required for completion of work | item566 | 1 | No. |  |  |  | Excess(+) | 1 | Full Conversion | INR | [8 empty] | 0 | 0 | 0 | [29 empty] | 0 | 0 | #VALUE!
567 | 3x120 sq. mm 11 kV AB Cable | item567 | 1 | Km. |  |  |  | Excess(+) | 1 | Full Conversion | INR | [8 empty] | 0 | 0 | 0 | [29 empty] | 0 | 0 | #VALUE!
568 | 11kV Polymer Disc Insulator with Fitting for 11 KV ABC | item568 | 1 | No. |  |  |  | Excess(+) | 1 | Full Conversion | INR | [8 empty] | 0 | 0 | 0 | [29 empty] | 0 | 0 | #VALUE!
569 | 11kV Polymer Disc Insulators with I-Hook | item569 | 1 | No. |  |  |  | Excess(+) | 1 | Full Conversion | INR | [8 empty] | 0 | 0 | 0 | [29 empty] | 0 | 0 | #VALUE!
570 | GI Channel 100 x 50 x 3200 mm unit with mounting clamps, Nut, Bolt and washers | item570 | 1 | No. |  |  |  | Excess(+) | 1 | Full Conversion | INR | [8 empty] | 0 | 0 | 0 | [29 empty] | 0 | 0 | #VALUE!
571 | GI Angle 50 x 50 x 6 mm, 3200 mm long with 2 Nos. clamps, required Nut, Bolt and washers | item571 | 1 | No. |  |  |  | Excess(+) | 1 | Full Conversion | INR | [8 empty] | 0 | 0 | 0 | [29 empty] | 0 | 0 | #VALUE!
572 | GI angle 65x65x6mm, 450 mm bracing set complete with clamps, Nut, bolt and washers | item572 | 1 | No. |  |  |  | Excess(+) | 1 | Full Conversion | INR | [8 empty] | 0 | 0 | 0 | [29 empty] | 0 | 0 | #VALUE!
573 | 33kV 3x300 mm2 XLPE Cable | item573 | 1 | Km. |  |  |  | Excess(+) | 1 | Full Conversion | INR | [8 empty] | 0 | 0 | 0 | [29 empty] | 0 | 0 | #VALUE!
574 | LT XLPE insulated unarmoured 1x50 Sq. mm. Cable | item574 | 1 | Km. |  |  |  | Excess(+) | 1 | Full Conversion | INR | [8 empty] | 0 | 0 | 0 | [29 empty] | 0 | 0 | #VALUE!
575 | Heat Shrinkable outdoor type termination kit suitable for 33kV XLPE 3x300 Sq. mm. cable size | item575 | 1 | No. |  |  |  | Excess(+) | 1 | Full Conversion | INR | [8 empty] | 0 | 0 | 0 | [29 empty] | 0 | 0 | #VALUE!
576 | Heat Shrinkable 1 ph. termination kit outdoor for 11 kV 3x120 Sq. mm. AB Cable | item576 | 1 | No. |  |  |  | Excess(+) | 1 | Full Conversion | INR | [8 empty] | 0 | 0 | 0 | [29 empty] | 0 | 0 | #VALUE!
577 | Loop Guard complete, 3-Phase | item577 | 1 | No. |  |  |  | Excess(+) | 1 | Full Conversion | INR | [8 empty] | 0 | 0 | 0 | [29 empty] | 0 | 0 | #VALUE!
578 | Spacers LT PVC | item578 | 1 | No. |  |  |  | Excess(+) | 1 | Full Conversion | INR | [8 empty] | 0 | 0 | 0 | [29 empty] | 0 | 0 | #VALUE!
579 | Mid Span Jointing Sleeves (95 sq. mm) | item579 | 1 | No. |  |  |  | Excess(+) | 1 | Full Conversion | INR | [8 empty] | 0 | 0 | 0 | [29 empty] | 0 | 0 | #VALUE!
580 | LT Insulation Piercing Connectors of 95/50 sq. mm - 70/35 sq. mm (For messenger wire jumpering & energizing DB neutral) | item580 | 1 | No. |  |  |  | Excess(+) | 1 | Full Conversion | INR | [8 empty] | 0 | 0 | 0 | [29 empty] | 0 | 0 | #VALUE!
581 | Supply of On/Off switch for street light connections | item581 | 1 | No. |  |  |  | Excess(+) | 1 | Full Conversion | INR | [8 empty] | 0 | 0 | 0 | [29 empty] | 0 | 0 | #VALUE!
582 | Height raising channel 100X50,2240 mm long | item582 | 1 | No. |  |  |  | Excess(+) | 1 | Full Conversion | INR | [8 empty] | 0 | 0 | 0 | [29 empty] | 0 | 0 | #VALUE!
583 | Back clamp for height raising channel holding clamps with bolts & nuts | item583 | 1 | No. |  |  |  | Excess(+) | 1 | Full Conversion | INR | [8 empty] | 0 | 0 | 0 | [29 empty] | 0 | 0 | #VALUE!
584 | Cable jointing kit straight through(3X185 sqmm) | item584 | 1 | No. |  |  |  | Excess(+) | 1 | Full Conversion | INR | [8 empty] | 0 | 0 | 0 | [29 empty] | 0 | 0 | #VALUE!
585 | Cable jointing kit straight through(3X300 sqmm) | item585 | 1 | No. |  |  |  | Excess(+) | 1 | Full Conversion | INR | [8 empty] | 0 | 0 | 0 | [29 empty] | 0 | 0 | #VALUE!
586 | Extra prefabricated GI items Like clamp,channel, angle with nut & Bolt | item586 | 1 | MT |  |  |  | Excess(+) | 1 | Full Conversion | INR | [8 empty] | 0 | 0 | 0 | [29 empty] | 0 | 0 | #VALUE!
587 | Sign Board of Size (6x4 )Sq feet, mounting angle , excavation , cement concreting , foundation , painting etc | item587 | 1292 | No. |  |  |  | Excess(+) | 1 | Full Conversion | INR | [8 empty] | 0 | 0 | 0 | [29 empty] | 0 | 0 | #VALUE!
588 | Armoured LT cabling in high loss area (LT line on 3.5 Cx 50 sq.mm armoured cable) | item588 | 158.84 | Km. |  |  |  | Excess(+) | 1 | Full Conversion | INR | [8 empty] | 0 | 0 | 0 | [29 empty] | 0 | 0 | #VALUE!
589 | Erection of PCC Pole, 8.5 Mtr. Long | item589 | 1588 | No. |  |  |  | Excess(+) | 1 | Full Conversion | INR | [8 empty] | 0 | 0 | 0 | [29 empty] | 0 | 0 | #VALUE!
590 | Fixing of Bolts and Nuts for Shackle Insulators | item590 | 22237.6 | Kg |  |  |  | Excess(+) | 1 | Full Conversion | INR | [8 empty] | 0 | 0 | 0 | [29 empty] | 0 | 0 | #VALUE!
591 | Fixing of LT Shakle Insulator 100x115 mm | item591 | 22238 | No. |  |  |  | Excess(+) | 1 | Full Conversion | INR | [8 empty] | 0 | 0 | 0 | [29 empty] | 0 | 0 | #VALUE!
592 | Fixing of D-Straps | item592 | 22238 | No. |  |  |  | Excess(+) | 1 | Full Conversion | INR | [8 empty] | 0 | 0 | 0 | [29 empty] | 0 | 0 | #VALUE!
593 | Stringing of LT XLPE armoured 3.5x50 Sq. mm. Cable | item593 | 166.78 | Km. |  |  |  | Excess(+) | 1 | Full Conversion | INR | [8 empty] | 0 | 0 | 0 | [29 empty] | 0 | 0 | #VALUE!
594 | Fixing of Mid Span Jointing Sleeves (50 sq. mm) | item594 | 1271 | No. |  |  |  | Excess(+) | 1 | Full Conversion | INR | [8 empty] | 0 | 0 | 0 | [29 empty] | 0 | 0 | #VALUE!
595 | Fixing of Insulating Piercing Connector (50-150 sq.mm) | item595 | 25414 | No. |  |  |  | Excess(+) | 1 | Full Conversion | INR | [8 empty] | 0 | 0 | 0 | [29 empty] | 0 | 0 | #VALUE!
596 | Fixing of Insulation mastic tape (2inc X 10 feet). | item596 | 3653 | No. |  |  |  | Excess(+) | 1 | Full Conversion | INR | [8 empty] | 0 | 0 | 0 | [29 empty] | 0 | 0 | #VALUE!
597 | Fixing of Three Phase SMC Distribution Box with clamps and suitable lock and key arrangment | item597 | 3971 | No. |  |  |  | Excess(+) | 1 | Full Conversion | INR | [8 empty] | 0 | 0 | 0 | [29 empty] | 0 | 0 | #VALUE!
598 | Fixing of Single Phase SMC Distribution Box with clamps and suitable lock and key arrangment | item598 | 1112 | No. |  |  |  | Excess(+) | 1 | Full Conversion | INR | [8 empty] | 0 | 0 | 0 | [29 empty] | 0 | 0 | #VALUE!
599 | 1x35 mm2 XLPE insulated AL. cable for energising the distribution boxes/kiosks. | item599 | 16995.88 | Mtr |  |  |  | Excess(+) | 1 | Full Conversion | INR | [8 empty] | 0 | 0 | 0 | [29 empty] | 0 | 0 | #VALUE!
600 | 1x16 mm2 XLPE insulated Al. cable for energising the street light | item600 | 5082.88 | Mtr |  |  |  | Excess(+) | 1 | Full Conversion | INR | [8 empty] | 0 | 0 | 0 | [29 empty] | 0 | 0 | #VALUE!
601 | Fixing of Earthing coil (coil of 115 turns of 50 mm dia and 2.5mtrs lead of 4.0mm GI wire) | item601 | 1112 | No. |  |  |  | Excess(+) | 1 | Full Conversion | INR | [8 empty] | 0 | 0 | 0 | [29 empty] | 0 | 0 | #VALUE!
602 | GI Wire 6 SWG | item602 | 222.38 | Kg |  |  |  | Excess(+) | 1 | Full Conversion | INR | [8 empty] | 0 | 0 | 0 | [29 empty] | 0 | 0 | #VALUE!
603 | Erection of LT Stay Set (16 x 1800 mm) | item603 | 1588 | No. |  |  |  | Excess(+) | 1 | Full Conversion | INR | [8 empty] | 0 | 0 | 0 | [29 empty] | 0 | 0 | #VALUE!
604 | Fixing of LT Stay Clamp with nut and bolt | item604 | 1588 | Set |  |  |  | Excess(+) | 1 | Full Conversion | INR | [8 empty] | 0 | 0 | 0 | [29 empty] | 0 | 0 | #VALUE!
605 | Erection of Stay Wire 7/10 SWG | item605 | 7942 | Kg |  |  |  | Excess(+) | 1 | Full Conversion | INR | [8 empty] | 0 | 0 | 0 | [29 empty] | 0 | 0 | #VALUE!
606 | Fixing of LT Stay Insulator | item606 | 1588 | Set |  |  |  | Excess(+) | 1 | Full Conversion | INR | [8 empty] | 0 | 0 | 0 | [29 empty] | 0 | 0 | #VALUE!
607 | Concreting of stay set (16x 1800 mm) | item607 | 1588 | No. |  |  |  | Excess(+) | 1 | Full Conversion | INR | [8 empty] | 0 | 0 | 0 | [29 empty] | 0 | 0 | #VALUE!
608 | Stone Pad (300x300x75mm) | item608 | 1588 | No. |  |  |  | Excess(+) | 1 | Full Conversion | INR | [8 empty] | 0 | 0 | 0 | [29 empty] | 0 | 0 | #VALUE!
609 | Fixing of LT clamp with nut and bolt for PCC pole | item609 | 1588 | Set |  |  |  | Excess(+) | 1 | Full Conversion | INR | [8 empty] | 0 | 0 | 0 | [29 empty] | 0 | 0 | #VALUE!
610 | Dismantling of existing overhead line and transportation of materials to nearest PVVNL Store. | item610 | 158.84 | CKm |  |  |  | Excess(+) | 1 | Full Conversion | INR | [8 empty] | 0 | 0 | 0 | [29 empty] | 0 | 0 | #VALUE!
611 | Concreting of Pole/Support (0.268 cu.M.) | item611 | 1588 | No. |  |  |  | Excess(+) | 1 | Full Conversion | INR | [8 empty] | 0 | 0 | 0 | [29 empty] | 0 | 0 | #VALUE!
612 | Fixing of Angle for vertical Arm L50X50X6(Type-A) | item612 | 3177 | No. |  |  |  | Excess(+) | 1 | Full Conversion | INR | [8 empty] | 0 | 0 | 0 | [29 empty] | 0 | 0 | #VALUE!
613 | Fixing of Angle for vertical Arm L50X50X6(Type-B) | item613 | 3177 | No. |  |  |  | Excess(+) | 1 | Full Conversion | INR | [8 empty] | 0 | 0 | 0 | [29 empty] | 0 | 0 | #VALUE!
614 | Fixing of Top clamp for Vertical arm( Type-A) | item614 | 3177 | No. |  |  |  | Excess(+) | 1 | Full Conversion | INR | [8 empty] | 0 | 0 | 0 | [29 empty] | 0 | 0 | #VALUE!
615 | Fixing of Top clamp for Vertical arm( Type-B) | item615 | 3177 | No. |  |  |  | Excess(+) | 1 | Full Conversion | INR | [8 empty] | 0 | 0 | 0 | [29 empty] | 0 | 0 | #VALUE!
616 | Fixing of Bottom clamp for vertical arm (Type-A) | item616 | 3177 | No. |  |  |  | Excess(+) | 1 | Full Conversion | INR | [8 empty] | 0 | 0 | 0 | [29 empty] | 0 | 0 | #VALUE!
617 | Fixing of Bottom clamp for vertical arm (Type-B) | item617 | 3177 | No. |  |  |  | Excess(+) | 1 | Full Conversion | INR | [8 empty] | 0 | 0 | 0 | [29 empty] | 0 | 0 | #VALUE!
618 | Replacement of bare conductors/Damaged A.B. Cable with LT AB Cables (3x50+1x35+1x16) sq.mm. | item618 | 760 | Km. |  |  |  | Excess(+) | 1 | Full Conversion | INR | [8 empty] | 0 | 0 | 0 | [29 empty] | 0 | 0 | #VALUE!
619 | Erection of PCC Pole, 8.5 Mtr. Long | item619 | 7600 | No. |  |  |  | Excess(+) | 1 | Full Conversion | INR | [8 empty] | 0 | 0 | 0 | [29 empty] | 0 | 0 | #VALUE!
620 | Stone Pad (300x300x75mm) | item620 | 7600 | No. |  |  |  | Excess(+) | 1 | Full Conversion | INR | [8 empty] | 0 | 0 | 0 | [29 empty] | 0 | 0 | #VALUE!
621 | Concreting of Pole/Support (0.268 cu.M.) | item621 | 7600 | No. |  |  |  | Excess(+) | 1 | Full Conversion | INR | [8 empty] | 0 | 0 | 0 | [29 empty] | 0 | 0 | #VALUE!
622 | Fixing of Earthing coil (coil of 115 turns of 50 mm dia and 2.5mtrs lead of 4.0mm GI wire) | item622 | 7600 | No. |  |  |  | Excess(+) | 1 | Full Conversion | INR | [8 empty] | 0 | 0 | 0 | [29 empty] | 0 | 0 | #VALUE!
623 | GI Wire 6 SWG | item623 | 1520 | Kg |  |  |  | Excess(+) | 1 | Full Conversion | INR | [8 empty] | 0 | 0 | 0 | [29 empty] | 0 | 0 | #VALUE!
624 | Erection of LT Stay Set (16 x 1800 mm) | item624 | 3800 | No. |  |  |  | Excess(+) | 1 | Full Conversion | INR | [8 empty] | 0 | 0 | 0 | [29 empty] | 0 | 0 | #VALUE!
625 | Fixing of LT Stay Clamp with nut and bolt | item625 | 3800 | Set |  |  |  | Excess(+) | 1 | Full Conversion | INR | [8 empty] | 0 | 0 | 0 | [29 empty] | 0 | 0 | #VALUE!
626 | Erection of Stay Wire 7/10 SWG | item626 | 19000 | Kg |  |  |  | Excess(+) | 1 | Full Conversion | INR | [8 empty] | 0 | 0 | 0 | [29 empty] | 0 | 0 | #VALUE!
627 | Fixing of LT Stay Insulator | item627 | 3800 | Set |  |  |  | Excess(+) | 1 | Full Conversion | INR | [8 empty] | 0 | 0 | 0 | [29 empty] | 0 | 0 | #VALUE!
628 | Concreting of stay set (16x 1800 mm) | item628 | 3800 | No. |  |  |  | Excess(+) | 1 | Full Conversion | INR | [8 empty] | 0 | 0 | 0 | [29 empty] | 0 | 0 | #VALUE!
629 | Fixing of Dead End clamps with I-Hook (Insulated) | item629 | 9120 | No. |  |  |  | Excess(+) | 1 | Full Conversion | INR | [8 empty] | 0 | 0 | 0 | [29 empty] | 0 | 0 | #VALUE!
630 | Fixing of Suspension Clamp with I-Hook | item630 | 21280 | No. |  |  |  | Excess(+) | 1 | Full Conversion | INR | [8 empty] | 0 | 0 | 0 | [29 empty] | 0 | 0 | #VALUE!
631 | Fixing of Pole clamps with nut and bolt | item631 | 7600 | Set |  |  |  | Excess(+) | 1 | Full Conversion | INR | [8 empty] | 0 | 0 | 0 | [29 empty] | 0 | 0 | #VALUE!
632 | Fixing of Holding clamp for round pole with nut and bolt | item632 | 1520 | Set |  |  |  | Excess(+) | 1 | Full Conversion | INR | [8 empty] | 0 | 0 | 0 | [29 empty] | 0 | 0 | #VALUE!
633 | Fixing of LT Insulation Piercing Connectors of 120-50 sq. mm -50-35 sq. mm size for energizing distribution kiosk/box | item633 | 49400 | No. |  |  |  | Excess(+) | 1 | Full Conversion | INR | [8 empty] | 0 | 0 | 0 | [29 empty] | 0 | 0 | #VALUE!
634 | Fixing of LT Insulation Piercing connectors (16 sq. mm -16 sq. mm) suitable for street light connection | item634 | 19000 | No. |  |  |  | Excess(+) | 1 | Full Conversion | INR | [8 empty] | 0 | 0 | 0 | [29 empty] | 0 | 0 | #VALUE!
635 | Fixing of SMC LT distribution boxes/kiosk, 3 phase on the LT Poles including all clamps & material required for mounting connections & sealing and suitable lock and key arrangment | item635 | 15200 | No. |  |  |  | Excess(+) | 1 | Full Conversion | INR | [8 empty] | 0 | 0 | 0 | [29 empty] | 0 | 0 | #VALUE!
636 | Stringing of LT ABC of 3x50+1x35+1x16 sq. mm | item636 | 798 | Km. |  |  |  | Excess(+) | 1 | Full Conversion | INR | [8 empty] | 0 | 0 | 0 | [29 empty] | 0 | 0 | #VALUE!
637 | 1x35 mm2 XLPE insulated AL. cable for energising the distribution boxes/kiosks. | item637 | 76000 | Mtr |  |  |  | Excess(+) | 1 | Full Conversion | INR | [8 empty] | 0 | 0 | 0 | [29 empty] | 0 | 0 | #VALUE!
638 | 1x16 mm2 XLPE insulated Al. cable for energising the street light | item638 | 19000 | Mtr |  |  |  | Excess(+) | 1 | Full Conversion | INR | [8 empty] | 0 | 0 | 0 | [29 empty] | 0 | 0 | #VALUE!
639 | Dismantling of existing overhead line and transportation of materials to nearest PVVNL Store. | item639 | 760 | CKm |  |  |  | Excess(+) | 1 | Full Conversion | INR | [8 empty] | 0 | 0 | 0 | [29 empty] | 0 | 0 | #VALUE!
640 | Fixing of End cap for LT AB cable | item640 | 9120 | No. |  |  |  | Excess(+) | 1 | Full Conversion | INR | [8 empty] | 0 | 0 | 0 | [29 empty] | 0 | 0 | #VALUE!
641 | Fixing of PG Clamps | item641 | 38000 | No. |  |  |  | Excess(+) | 1 | Full Conversion | INR | [8 empty] | 0 | 0 | 0 | [29 empty] | 0 | 0 | #VALUE!
642 | Replacement of bare conductors/Damaged A.B. Cable with LT AB Cables (3x95+1x70+1x16) sq.mm. | item642 | 961.53 | Km. |  |  |  | Excess(+) | 1 | Full Conversion | INR | [8 empty] | 0 | 0 | 0 | [29 empty] | 0 | 0 | #VALUE!
643 | Erection of PCC Pole, 8.5 Mtr. Long | item643 | 7692 | No. |  |  |  | Excess(+) | 1 | Full Conversion | INR | [8 empty] | 0 | 0 | 0 | [29 empty] | 0 | 0 | #VALUE!
644 | Stone Pad (300x300x75mm) | item644 | 7692 | No. |  |  |  | Excess(+) | 1 | Full Conversion | INR | [8 empty] | 0 | 0 | 0 | [29 empty] | 0 | 0 | #VALUE!
645 | Concreting of Pole/Support (0.268 cu.M.) | item645 | 7692 | No. |  |  |  | Excess(+) | 1 | Full Conversion | INR | [8 empty] | 0 | 0 | 0 | [29 empty] | 0 | 0 | #VALUE!
646 | Fixing of Earthing coil (coil of 115 turns of 50 mm dia and 2.5mtrs lead of 4.0mm GI wire) | item646 | 7692 | No. |  |  |  | Excess(+) | 1 | Full Conversion | INR | [8 empty] | 0 | 0 | 0 | [29 empty] | 0 | 0 | #VALUE!
647 | GI Wire 6 SWG | item647 | 1538.46 | Kg |  |  |  | Excess(+) | 1 | Full Conversion | INR | [8 empty] | 0 | 0 | 0 | [29 empty] | 0 | 0 | #VALUE!
648 | Erection of LT Stay Set (16 x 1800 mm) | item648 | 4808 | No. |  |  |  | Excess(+) | 1 | Full Conversion | INR | [8 empty] | 0 | 0 | 0 | [29 empty] | 0 | 0 | #VALUE!
649 | Fixing of LT Stay Clamp with nut and bolt | item649 | 4808 | Set |  |  |  | Excess(+) | 1 | Full Conversion | INR | [8 empty] | 0 | 0 | 0 | [29 empty] | 0 | 0 | #VALUE!
650 | Erection of Stay Wire 7/10 SWG | item650 | 24038.41 | Kg |  |  |  | Excess(+) | 1 | Full Conversion | INR | [8 empty] | 0 | 0 | 0 | [29 empty] | 0 | 0 | #VALUE!
651 | Fixing of LT Stay Insulator | item651 | 4808 | Set |  |  |  | Excess(+) | 1 | Full Conversion | INR | [8 empty] | 0 | 0 | 0 | [29 empty] | 0 | 0 | #VALUE!
652 | Concreting of stay set (16x 1800 mm) | item652 | 4808 | No. |  |  |  | Excess(+) | 1 | Full Conversion | INR | [8 empty] | 0 | 0 | 0 | [29 empty] | 0 | 0 | #VALUE!
653 | Dead End clamps with I-Hook (Insulated) | item653 | 11539 | No. |  |  |  | Excess(+) | 1 | Full Conversion | INR | [8 empty] | 0 | 0 | 0 | [29 empty] | 0 | 0 | #VALUE!
654 | Fixing of Suspension Clamp with I-Hook | item654 | 26923 | No. |  |  |  | Excess(+) | 1 | Full Conversion | INR | [8 empty] | 0 | 0 | 0 | [29 empty] | 0 | 0 | #VALUE!
655 | Fixing of Pole clamps with nut and bolt | item655 | 9615 | Set |  |  |  | Excess(+) | 1 | Full Conversion | INR | [8 empty] | 0 | 0 | 0 | [29 empty] | 0 | 0 | #VALUE!
656 | Holding clamp for round pole with nut and bolt | item656 | 1923 | Set |  |  |  | Excess(+) | 1 | Full Conversion | INR | [8 empty] | 0 | 0 | 0 | [29 empty] | 0 | 0 | #VALUE!
657 | LT Insulation Piercing Connectors of 120-50 sq. mm -50-35 sq. mm size for energizing distribution kiosk/box | item657 | 62500 | No. |  |  |  | Excess(+) | 1 | Full Conversion | INR | [8 empty] | 0 | 0 | 0 | [29 empty] | 0 | 0 | #VALUE!
658 | LT Insulation Piercing connectors (16 sq. mm -16 sq. mm) suitable for street light connection | item658 | 24038 | No. |  |  |  | Excess(+) | 1 | Full Conversion | INR | [8 empty] | 0 | 0 | 0 | [29 empty] | 0 | 0 | #VALUE!
659 | Fixing of SMC LT distribution boxes/kiosk, 3 phase on the LT Poles including all clamps & material required for mounting connections & sealing and suitable lock and key arrangment | item659 | 19231 | No. |  |  |  | Excess(+) | 1 | Full Conversion | INR | [8 empty] | 0 | 0 | 0 | [29 empty] | 0 | 0 | #VALUE!
660 | Stringing of LT ABC of 3x95+1x70+1x16 sq. mm | item660 | 1009.61 | Km. |  |  |  | Excess(+) | 1 | Full Conversion | INR | [8 empty] | 0 | 0 | 0 | [29 empty] | 0 | 0 | #VALUE!
661 | 1x35 mm2 XLPE insulated AL. cable for energising the distribution boxes/kiosks. | item661 | 96153.64 | Mtr |  |  |  | Excess(+) | 1 | Full Conversion | INR | [8 empty] | 0 | 0 | 0 | [29 empty] | 0 | 0 | #VALUE!
662 | 1x16 mm2 XLPE insulated Al. cable for energising the street light | item662 | 24038.41 | Mtr |  |  |  | Excess(+) | 1 | Full Conversion | INR | [8 empty] | 0 | 0 | 0 | [29 empty] | 0 | 0 | #VALUE!
663 | End cap for LT AB cable | item663 | 11539 | No. |  |  |  | Excess(+) | 1 | Full Conversion | INR | [8 empty] | 0 | 0 | 0 | [29 empty] | 0 | 0 | #VALUE!
664 | Fixing of PG Clamps | item664 | 24038 | No. |  |  |  | Excess(+) | 1 | Full Conversion | INR | [8 empty] | 0 | 0 | 0 | [29 empty] | 0 | 0 | #VALUE!
665 | Dismantling of existing overhead line and transportation of materials to nearest PVVNL Store. | item665 | 961.54 | CKm |  |  |  | Excess(+) | 1 | Full Conversion | INR | [8 empty] | 0 | 0 | 0 | [29 empty] | 0 | 0 | #VALUE!
666 | Replacement of bare conductors/Damaged A.B. Cable with LT AB Cables (3x120+1x95+1x16) sq.mm. | item666 | 2323.56 | Km. |  |  |  | Excess(+) | 1 | Full Conversion | INR | [8 empty] | 0 | 0 | 0 | [29 empty] | 0 | 0 | #VALUE!
667 | Erection of PCC Pole, 8.5 Mtr. Long | item667 | 18588 | No. |  |  |  | Excess(+) | 1 | Full Conversion | INR | [8 empty] | 0 | 0 | 0 | [29 empty] | 0 | 0 | #VALUE!
668 | Stone pad (300x300x75mm) | item668 | 18588 | No. |  |  |  | Excess(+) | 1 | Full Conversion | INR | [8 empty] | 0 | 0 | 0 | [29 empty] | 0 | 0 | #VALUE!
669 | Concreting of Pole/Support (0.268 Cu.M.) | item669 | 18588 | No. |  |  |  | Excess(+) | 1 | Full Conversion | INR | [8 empty] | 0 | 0 | 0 | [29 empty] | 0 | 0 | #VALUE!
670 | Fixing of Earthing coil (coil of 115 turns of 50 mm dia and 2.5mtrs lead of 4.0mm GI wire) | item670 | 18588 | No. |  |  |  | Excess(+) | 1 | Full Conversion | INR | [8 empty] | 0 | 0 | 0 | [29 empty] | 0 | 0 | #VALUE!
671 | GI Wire 6 SWG | item671 | 3717.7 | Kg |  |  |  | Excess(+) | 1 | Full Conversion | INR | [8 empty] | 0 | 0 | 0 | [29 empty] | 0 | 0 | #VALUE!
672 | Erection of LT Stay Set (16 x 1800 mm) | item672 | 11618 | No. |  |  |  | Excess(+) | 1 | Full Conversion | INR | [8 empty] | 0 | 0 | 0 | [29 empty] | 0 | 0 | #VALUE!
673 | Fixing of LT Stay Clamp with nut and bolt | item673 | 11618 | Set |  |  |  | Excess(+) | 1 | Full Conversion | INR | [8 empty] | 0 | 0 | 0 | [29 empty] | 0 | 0 | #VALUE!
674 | Erection of Stay Wire 7/10 SWG | item674 | 58089 | Kg |  |  |  | Excess(+) | 1 | Full Conversion | INR | [8 empty] | 0 | 0 | 0 | [29 empty] | 0 | 0 | #VALUE!
675 | Fixing of LT Stay Insulator | item675 | 11618 | Set |  |  |  | Excess(+) | 1 | Full Conversion | INR | [8 empty] | 0 | 0 | 0 | [29 empty] | 0 | 0 | #VALUE!
676 | Concreting of Stay set (16x 1800 mm) | item676 | 11618 | No. |  |  |  | Excess(+) | 1 | Full Conversion | INR | [8 empty] | 0 | 0 | 0 | [29 empty] | 0 | 0 | #VALUE!
677 | Dead End clamps with I-Hook (Insulated) | item677 | 27883 | No. |  |  |  | Excess(+) | 1 | Full Conversion | INR | [8 empty] | 0 | 0 | 0 | [29 empty] | 0 | 0 | #VALUE!
678 | Fixing of Suspension Clamp with I-Hook | item678 | 65060 | No. |  |  |  | Excess(+) | 1 | Full Conversion | INR | [8 empty] | 0 | 0 | 0 | [29 empty] | 0 | 0 | #VALUE!
679 | Fixing of Pole clamps with nut and bolt | item679 | 23236 | Set |  |  |  | Excess(+) | 1 | Full Conversion | INR | [8 empty] | 0 | 0 | 0 | [29 empty] | 0 | 0 | #VALUE!
680 | Holding clamp for round pole with nut and bolt | item680 | 4647 | Set |  |  |  | Excess(+) | 1 | Full Conversion | INR | [8 empty] | 0 | 0 | 0 | [29 empty] | 0 | 0 | #VALUE!
681 | LT Insulation Piercing Connectors of 120-50 sq. mm -50-35 sq. mm size for energizing distribution kiosk/box | item681 | 151031 | No. |  |  |  | Excess(+) | 1 | Full Conversion | INR | [8 empty] | 0 | 0 | 0 | [29 empty] | 0 | 0 | #VALUE!
682 | LT Insulation Piercing connectors (16 sq. mm -16 sq. mm) suitable for street light connection | item682 | 58089 | No. |  |  |  | Excess(+) | 1 | Full Conversion | INR | [8 empty] | 0 | 0 | 0 | [29 empty] | 0 | 0 | #VALUE!
683 | Fixing of SMC LT distribution boxes/kiosk, 3 phase on the LT Poles including all clamps & material required for mounting connections & sealing and suitable lock and key arrangment | item683 | 46471 | No. |  |  |  | Excess(+) | 1 | Full Conversion | INR | [8 empty] | 0 | 0 | 0 | [29 empty] | 0 | 0 | #VALUE!
684 | Stringing of LT ABC of 3x120+1x95+1x16 sq. mm | item684 | 2439.74 | Km. |  |  |  | Excess(+) | 1 | Full Conversion | INR | [8 empty] | 0 | 0 | 0 | [29 empty] | 0 | 0 | #VALUE!
685 | 1x35 mm2 XLPE insulated AL. cable for energising the distribution boxes/kiosks. | item685 | 232356 | Mtr |  |  |  | Excess(+) | 1 | Full Conversion | INR | [8 empty] | 0 | 0 | 0 | [29 empty] | 0 | 0 | #VALUE!
686 | 1x16 mm2 XLPE insulated Al. cable for energising the street light | item686 | 58089 | Mtr |  |  |  | Excess(+) | 1 | Full Conversion | INR | [8 empty] | 0 | 0 | 0 | [29 empty] | 0 | 0 | #VALUE!
687 | End cap for LT AB cable | item687 | 27883 | No. |  |  |  | Excess(+) | 1 | Full Conversion | INR | [8 empty] | 0 | 0 | 0 | [29 empty] | 0 | 0 | #VALUE!
688 | Fixing of PG Clamps | item688 | 58089 | No. |  |  |  | Excess(+) | 1 | Full Conversion | INR | [8 empty] | 0 | 0 | 0 | [29 empty] | 0 | 0 | #VALUE!
689 | Dismantling of existing overhead line and transportation of materials to nearest PVVNL Store. | item689 | 2323.56 | CKm |  |  |  | Excess(+) | 1 | Full Conversion | INR | [8 empty] | 0 | 0 | 0 | [29 empty] | 0 | 0 | #VALUE!
690 | Feeder bifurcation (11 KV line) | item690 | 158 | No. |  |  |  | Excess(+) | 1 | Full Conversion | INR | [8 empty] | 0 | 0 | 0 | [29 empty] | 0 | 0 | #VALUE!
691 | 11kV New Line on 11 Mtr. ST Pole with ACSR DOG Conductor | item691 | 358.5 | Km. |  |  |  | Excess(+) | 1 | Full Conversion | INR | [8 empty] | 0 | 0 | 0 | [29 empty] | 0 | 0 | #VALUE!
692 | Erection of 11 KV Polymer Disc Insulator B&S type 70 KN | item692 | 5378 | No. |  |  |  | Excess(+) | 1 | Full Conversion | INR | [8 empty] | 0 | 0 | 0 | [29 empty] | 0 | 0 | #VALUE!
693 | Erection of Disc Fitting B&S type 70 KN | item693 | 5378 | No. |  |  |  | Excess(+) | 1 | Full Conversion | INR | [8 empty] | 0 | 0 | 0 | [29 empty] | 0 | 0 | #VALUE!
694 | Erection of 11 KV Composite Polymer Pin Insulator with Nut and washers | item694 | 22586 | No. |  |  |  | Excess(+) | 1 | Full Conversion | INR | [8 empty] | 0 | 0 | 0 | [29 empty] | 0 | 0 | #VALUE!
695 | Fixing of 11kV MS Danger Board with clamp, bolts & nuts | item695 | 7887 | No. |  |  |  | Excess(+) | 1 | Full Conversion | INR | [8 empty] | 0 | 0 | 0 | [29 empty] | 0 | 0 | #VALUE!
696 | Fixing of 11kV MS Number Plate for clamp with N&B | item696 | 7887 | No. |  |  |  | Excess(+) | 1 | Full Conversion | INR | [8 empty] | 0 | 0 | 0 | [29 empty] | 0 | 0 | #VALUE!
697 | Erection of 11 KV Stay Set (16 x 1800 mm) | item697 | 4302 | No. |  |  |  | Excess(+) | 1 | Full Conversion | INR | [8 empty] | 0 | 0 | 0 | [29 empty] | 0 | 0 | #VALUE!
698 | Fixing of 11 KV Stay Clamp with nut and bolt | item698 | 4302 | Set |  |  |  | Excess(+) | 1 | Full Conversion | INR | [8 empty] | 0 | 0 | 0 | [29 empty] | 0 | 0 | #VALUE!
699 | Erection of Stay Wire 7/10 SWG | item699 | 21510 | Kg |  |  |  | Excess(+) | 1 | Full Conversion | INR | [8 empty] | 0 | 0 | 0 | [29 empty] | 0 | 0 | #VALUE!
700 | Fixing of 11 KV Stay Insulator | item700 | 4302 | set |  |  |  | Excess(+) | 1 | Full Conversion | INR | [8 empty] | 0 | 0 | 0 | [29 empty] | 0 | 0 | #VALUE!
701 | Concreting of Stay set (16x 1800 mm) | item701 | 4302 | No. |  |  |  | Excess(+) | 1 | Full Conversion | INR | [8 empty] | 0 | 0 | 0 | [29 empty] | 0 | 0 | #VALUE!
702 | Stringing of ACSR Dog Conductor | item702 | 1107.77 | Km. |  |  |  | Excess(+) | 1 | Full Conversion | INR | [8 empty] | 0 | 0 | 0 | [29 empty] | 0 | 0 | #VALUE!
703 | Fixing of P.G. Clamp for ACSR Dog/Raccoon | item703 | 4302 | No. |  |  |  | Excess(+) | 1 | Full Conversion | INR | [8 empty] | 0 | 0 | 0 | [29 empty] | 0 | 0 | #VALUE!
704 | Armour Rod with Ferrule for ACSR Dog/Panther/Raccoon Helical performed | item704 | 1076 | Set |  |  |  | Excess(+) | 1 | Full Conversion | INR | [8 empty] | 0 | 0 | 0 | [29 empty] | 0 | 0 | #VALUE!
705 | Erection of 11 Mtr. Long Steel Tubular pole 410 SP 55 | item705 | 7529 | No. |  |  |  | Excess(+) | 1 | Full Conversion | INR | [8 empty] | 0 | 0 | 0 | [29 empty] | 0 | 0 | #VALUE!
706 | Erection of 13 Mtr. Long Steel Tubular pole 410 SP 72 | item706 | 717 | No. |  |  |  | Excess(+) | 1 | Full Conversion | INR | [8 empty] | 0 | 0 | 0 | [29 empty] | 0 | 0 | #VALUE!
707 | Concreting of Pole/Support (0.44 cu.M.) | item707 | 7529 | No. |  |  |  | Excess(+) | 1 | Full Conversion | INR | [8 empty] | 0 | 0 | 0 | [29 empty] | 0 | 0 | #VALUE!
708 | Concreting of Pole (0.64 Cu.M.) | item708 | 717 | No. |  |  |  | Excess(+) | 1 | Full Conversion | INR | [8 empty] | 0 | 0 | 0 | [29 empty] | 0 | 0 | #VALUE!
709 | Fixing of Earthing coil (coil of 115 turns of 50 mm dia and 2.5mtrs lead of 4.0mm GI wire) | item709 | 8246 | No. |  |  |  | Excess(+) | 1 | Full Conversion | INR | [8 empty] | 0 | 0 | 0 | [29 empty] | 0 | 0 | #VALUE!
710 | Aluminium Binding Wire - 6 SWG | item710 | 3853.88 | Kg |  |  |  | Excess(+) | 1 | Full Conversion | INR | [8 empty] | 0 | 0 | 0 | [29 empty] | 0 | 0 | #VALUE!
711 | Aluminium Jointing Sleeves | item711 | 1076 | No. |  |  |  | Excess(+) | 1 | Full Conversion | INR | [8 empty] | 0 | 0 | 0 | [29 empty] | 0 | 0 | #VALUE!
712 | G.I. Barbed Wire | item712 | 15236.25 | Kg |  |  |  | Excess(+) | 1 | Full Conversion | INR | [8 empty] | 0 | 0 | 0 | [29 empty] | 0 | 0 | #VALUE!
713 | GI Wire 6 SWG | item713 | 40869 | Kg |  |  |  | Excess(+) | 1 | Full Conversion | INR | [8 empty] | 0 | 0 | 0 | [29 empty] | 0 | 0 | #VALUE!
714 | GI Wire 8 SWG | item714 | 14340 | Kg |  |  |  | Excess(+) | 1 | Full Conversion | INR | [8 empty] | 0 | 0 | 0 | [29 empty] | 0 | 0 | #VALUE!
715 | GI Wire 16 SWG | item715 | 376.43 | Kg |  |  |  | Excess(+) | 1 | Full Conversion | INR | [8 empty] | 0 | 0 | 0 | [29 empty] | 0 | 0 | #VALUE!
716 | Eye Bolt | item716 | 5736 | No. |  |  |  | Excess(+) | 1 | Full Conversion | INR | [8 empty] | 0 | 0 | 0 | [29 empty] | 0 | 0 | #VALUE!
717 | Turn Buckle | item717 | 5736 | No. |  |  |  | Excess(+) | 1 | Full Conversion | INR | [8 empty] | 0 | 0 | 0 | [29 empty] | 0 | 0 | #VALUE!
718 | Painting of ST Pole with Red Oxide Paint | item718 | 8246 | No. |  |  |  | Excess(+) | 1 | Full Conversion | INR | [8 empty] | 0 | 0 | 0 | [29 empty] | 0 | 0 | #VALUE!
719 | Painting of ST Pole with Aluminium Paint | item719 | 8246 | No. |  |  |  | Excess(+) | 1 | Full Conversion | INR | [8 empty] | 0 | 0 | 0 | [29 empty] | 0 | 0 | #VALUE!
720 | Erection of 11kV 'E' Bracket with N&B | item720 | 1076 | No. |  |  |  | Excess(+) | 1 | Full Conversion | INR | [8 empty] | 0 | 0 | 0 | [29 empty] | 0 | 0 | #VALUE!
721 | Erection of 11kV `F' Bracket with N&B | item721 | 8246 | No. |  |  |  | Excess(+) | 1 | Full Conversion | INR | [8 empty] | 0 | 0 | 0 | [29 empty] | 0 | 0 | #VALUE!
722 | GI Top Channel 125x65 mm, 2240 mm with clamp, bolts, nuts and washers | item722 | 359 | No. |  |  |  | Excess(+) | 1 | Full Conversion | INR | [8 empty] | 0 | 0 | 0 | [29 empty] | 0 | 0 | #VALUE!
723 | GI Channel 100x50x6 mm. 1300 mm long with clamp, nut,bolt and washer | item723 | 359 | No. |  |  |  | Excess(+) | 1 | Full Conversion | INR | [8 empty] | 0 | 0 | 0 | [29 empty] | 0 | 0 | #VALUE!
724 | GI Top Channel 125x65x6, 1525 mm long with clamp, bolts, nuts and washers | item724 | 359 | No. |  |  |  | Excess(+) | 1 | Full Conversion | INR | [8 empty] | 0 | 0 | 0 | [29 empty] | 0 | 0 | #VALUE!
725 | GI Angle 65x65x6 mm, 2700 mm long bracing complete with 4 clamps, Nut, bolt and washers | item725 | 717 | No. |  |  |  | Excess(+) | 1 | Full Conversion | INR | [8 empty] | 0 | 0 | 0 | [29 empty] | 0 | 0 | #VALUE!
726 | Cross arm holding Clamp with nuts & bolts | item726 | 7529 | No. |  |  |  | Excess(+) | 1 | Full Conversion | INR | [8 empty] | 0 | 0 | 0 | [29 empty] | 0 | 0 | #VALUE!
727 | Erection of V-Type Cross arm for 11KV Line, 100x50x6 mm, GI | item727 | 7529 | No. |  |  |  | Excess(+) | 1 | Full Conversion | INR | [8 empty] | 0 | 0 | 0 | [29 empty] | 0 | 0 | #VALUE!
728 | Guarding angle 75x75x6 mm, 1600 mm long with holding clamp, packing piece, nut & bolts etc. | item728 | 1434 | No. |  |  |  | Excess(+) | 1 | Full Conversion | INR | [8 empty] | 0 | 0 | 0 | [29 empty] | 0 | 0 | #VALUE!
729 | GI guarding Angle Iron 75x75x6 mm 3010 mm long | item729 | 359 | No. |  |  |  | Excess(+) | 1 | Full Conversion | INR | [8 empty] | 0 | 0 | 0 | [29 empty] | 0 | 0 | #VALUE!
730 | Tree cutting Compensation | item730 | 71.7 | Km. |  |  |  | Excess(+) | 1 | Full Conversion | INR | [8 empty] | 0 | 0 | 0 | [29 empty] | 0 | 0 | #VALUE!
731 | Stone Pad (300x300x75mm) | item731 | 8246 | No. |  |  |  | Excess(+) | 1 | Full Conversion | INR | [8 empty] | 0 | 0 | 0 | [29 empty] | 0 | 0 | #VALUE!
732 | 11kV New Line on 8.5 Mtr. PCC Pole with ACSR DOG Conductor | item732 | 440.4 | Km. |  |  |  | Excess(+) | 1 | Full Conversion | INR | [8 empty] | 0 | 0 | 0 | [29 empty] | 0 | 0 | #VALUE!
733 | Erection of 11 KV Polymer Disc Insulator B&S type 70 KN | item733 | 3964 | No. |  |  |  | Excess(+) | 1 | Full Conversion | INR | [8 empty] | 0 | 0 | 0 | [29 empty] | 0 | 0 | #VALUE!
734 | Erection of Disc Fitting B&S type 70 KN | item734 | 3964 | No. |  |  |  | Excess(+) | 1 | Full Conversion | INR | [8 empty] | 0 | 0 | 0 | [29 empty] | 0 | 0 | #VALUE!
735 | Erection of 11 KV Composite Polymer Pin Insulator with Nut and washers | item735 | 30388 | No. |  |  |  | Excess(+) | 1 | Full Conversion | INR | [8 empty] | 0 | 0 | 0 | [29 empty] | 0 | 0 | #VALUE!
736 | Fixing of 11kV MS Danger Board with clamp, bolts & nuts | item736 | 10129 | No. |  |  |  | Excess(+) | 1 | Full Conversion | INR | [8 empty] | 0 | 0 | 0 | [29 empty] | 0 | 0 | #VALUE!
737 | Fixing of 11kV MS Number Plate for clamp with N&B | item737 | 10129 | No. |  |  |  | Excess(+) | 1 | Full Conversion | INR | [8 empty] | 0 | 0 | 0 | [29 empty] | 0 | 0 | #VALUE!
738 | Erection of 11 KV Stay Set (16 x 1800 mm) | item738 | 5285 | No. |  |  |  | Excess(+) | 1 | Full Conversion | INR | [8 empty] | 0 | 0 | 0 | [29 empty] | 0 | 0 | #VALUE!
739 | Fixing of 11 KV Stay Clamp with nut and bolt | item739 | 5285 | Set |  |  |  | Excess(+) | 1 | Full Conversion | INR | [8 empty] | 0 | 0 | 0 | [29 empty] | 0 | 0 | #VALUE!
740 | Erection of Stay Wire 7/10 SWG | item740 | 26424 | Kg |  |  |  | Excess(+) | 1 | Full Conversion | INR | [8 empty] | 0 | 0 | 0 | [29 empty] | 0 | 0 | #VALUE!
741 | Fixing of 11 KV Stay Insulator | item741 | 5285 | set |  |  |  | Excess(+) | 1 | Full Conversion | INR | [8 empty] | 0 | 0 | 0 | [29 empty] | 0 | 0 | #VALUE!
742 | Concreting of Stay set (16x 1800 mm) | item742 | 5285 | No. |  |  |  | Excess(+) | 1 | Full Conversion | INR | [8 empty] | 0 | 0 | 0 | [29 empty] | 0 | 0 | #VALUE!
743 | Stringing of ACSR Dog Conductor | item743 | 1360.84 | Km. |  |  |  | Excess(+) | 1 | Full Conversion | INR | [8 empty] | 0 | 0 | 0 | [29 empty] | 0 | 0 | #VALUE!
744 | Fixing of P.G. Clamp for ACSR Dog/Raccoon | item744 | 7927 | No. |  |  |  | Excess(+) | 1 | Full Conversion | INR | [8 empty] | 0 | 0 | 0 | [29 empty] | 0 | 0 | #VALUE!
745 | Armour Rod with Ferrule for ACSR Dog/Panther/Raccoon Helical performed | item745 | 5285 | Set |  |  |  | Excess(+) | 1 | Full Conversion | INR | [8 empty] | 0 | 0 | 0 | [29 empty] | 0 | 0 | #VALUE!
746 | Erection of PCC Pole, 8.5 Mtr. Long | item746 | 11010 | No. |  |  |  | Excess(+) | 1 | Full Conversion | INR | [8 empty] | 0 | 0 | 0 | [29 empty] | 0 | 0 | #VALUE!
747 | Concreting of Pole/Support (0.268 Cu.M.) | item747 | 11010 | No. |  |  |  | Excess(+) | 1 | Full Conversion | INR | [8 empty] | 0 | 0 | 0 | [29 empty] | 0 | 0 | #VALUE!
748 | Fixing of Earthing coil (coil of 115 turns of 50 mm dia and 2.5mtrs lead of 4.0mm GI wire) | item748 | 11010 | No. |  |  |  | Excess(+) | 1 | Full Conversion | INR | [8 empty] | 0 | 0 | 0 | [29 empty] | 0 | 0 | #VALUE!
749 | Aluminium Binding Wire - 6 SWG | item749 | 5505 | Kg |  |  |  | Excess(+) | 1 | Full Conversion | INR | [8 empty] | 0 | 0 | 0 | [29 empty] | 0 | 0 | #VALUE!
750 | Aluminium Jointing Sleeves | item750 | 1321 | No. |  |  |  | Excess(+) | 1 | Full Conversion | INR | [8 empty] | 0 | 0 | 0 | [29 empty] | 0 | 0 | #VALUE!
751 | G.I. Barbed Wire | item751 | 21359.4 | Kg |  |  |  | Excess(+) | 1 | Full Conversion | INR | [8 empty] | 0 | 0 | 0 | [29 empty] | 0 | 0 | #VALUE!
752 | GI Wire 6 SWG | item752 | 154580.4 | Kg |  |  |  | Excess(+) | 1 | Full Conversion | INR | [8 empty] | 0 | 0 | 0 | [29 empty] | 0 | 0 | #VALUE!
753 | GI Wire 8 SWG | item753 | 54609.6 | Kg |  |  |  | Excess(+) | 1 | Full Conversion | INR | [8 empty] | 0 | 0 | 0 | [29 empty] | 0 | 0 | #VALUE!
754 | GI Wire 16 SWG | item754 | 1101 | Kg |  |  |  | Excess(+) | 1 | Full Conversion | INR | [8 empty] | 0 | 0 | 0 | [29 empty] | 0 | 0 | #VALUE!
755 | Eye Bolt | item755 | 12331 | No. |  |  |  | Excess(+) | 1 | Full Conversion | INR | [8 empty] | 0 | 0 | 0 | [29 empty] | 0 | 0 | #VALUE!
756 | Turn Buckle | item756 | 5725 | No. |  |  |  | Excess(+) | 1 | Full Conversion | INR | [8 empty] | 0 | 0 | 0 | [29 empty] | 0 | 0 | #VALUE!
757 | Erection of 11kV 'E' Bracket with N&B | item757 | 2642 | No. |  |  |  | Excess(+) | 1 | Full Conversion | INR | [8 empty] | 0 | 0 | 0 | [29 empty] | 0 | 0 | #VALUE!
758 | Erection of 11kV `F' Bracket with N&B | item758 | 9248 | No. |  |  |  | Excess(+) | 1 | Full Conversion | INR | [8 empty] | 0 | 0 | 0 | [29 empty] | 0 | 0 | #VALUE!
759 | Erection of GI Top Channel 125x65 mm, 2240 mm with clamp, bolts, nuts and washers | item759 | 1321 | No. |  |  |  | Excess(+) | 1 | Full Conversion | INR | [8 empty] | 0 | 0 | 0 | [29 empty] | 0 | 0 | #VALUE!
760 | Erection of GI Angle 65x65x6 mm, 2700 mm long bracing complete with 4 clamps, Nut, bolt and washers | item760 | 2202 | No. |  |  |  | Excess(+) | 1 | Full Conversion | INR | [8 empty] | 0 | 0 | 0 | [29 empty] | 0 | 0 | #VALUE!
761 | Cross arm holding Clamp with nuts & bolts | item761 | 9248 | No. |  |  |  | Excess(+) | 1 | Full Conversion | INR | [8 empty] | 0 | 0 | 0 | [29 empty] | 0 | 0 | #VALUE!
762 | Erection of V-Type Cross arm for 11KV Line, 100x50x6 mm, GI | item762 | 9248 | No. |  |  |  | Excess(+) | 1 | Full Conversion | INR | [8 empty] | 0 | 0 | 0 | [29 empty] | 0 | 0 | #VALUE!
763 | Guarding angle 75x75x6 mm, 2200 mm long with holding clamp, packing piece, nut & bolts etc. | item763 | 7487 | No. |  |  |  | Excess(+) | 1 | Full Conversion | INR | [8 empty] | 0 | 0 | 0 | [29 empty] | 0 | 0 | #VALUE!
764 | GI guarding Angle Iron 75x75x6 mm 3010 mm long | item764 | 440 | No. |  |  |  | Excess(+) | 1 | Full Conversion | INR | [8 empty] | 0 | 0 | 0 | [29 empty] | 0 | 0 | #VALUE!
765 | Tree cutting Compensation | item765 | 88.08 | Km. |  |  |  | Excess(+) | 1 | Full Conversion | INR | [8 empty] | 0 | 0 | 0 | [29 empty] | 0 | 0 | #VALUE!
766 | Stone Pad (300x300x75mm) | item766 | 11010 | No. |  |  |  | Excess(+) | 1 | Full Conversion | INR | [8 empty] | 0 | 0 | 0 | [29 empty] | 0 | 0 | #VALUE!
767 | GI Channel 100x50x6 mm. 1300 mm long with clamp, nut,bolt and washer | item767 | 440 | No. |  |  |  | Excess(+) | 1 | Full Conversion | INR | [8 empty] | 0 | 0 | 0 | [29 empty] | 0 | 0 | #VALUE!
768 | 11 KV Railway Crossing | item768 | 6 | No. |  |  |  | Excess(+) | 1 | Full Conversion | INR | [8 empty] | 0 | 0 | 0 | [29 empty] | 0 | 0 | #VALUE!
769 | Heat Shrinkable outdoor type termination kit suitable for 11kV XLPE 3x185 Sq.mm. cable size | item769 | 24 | Set |  |  |  | Excess(+) | 1 | Full Conversion | INR | [8 empty] | 0 | 0 | 0 | [29 empty] | 0 | 0 | #VALUE!
770 | HDPE Pipe for Cable laying (Pipe to be laid by HDD Method) (For Railway Crossing /Road Crossing) | item770 | 480 | Mtr |  |  |  | Excess(+) | 1 | Full Conversion | INR | [8 empty] | 0 | 0 | 0 | [29 empty] | 0 | 0 | #VALUE!
771 | Digging of trench by excavation of earth, laying of bricks to cover the vable and filling of sand & earth ramming and dressing properly with complete job for laying of 33 KV & 11 KV XLPE cables | item771 | 600 | Mtr |  |  |  | Excess(+) | 1 | Full Conversion | INR | [8 empty] | 0 | 0 | 0 | [29 empty] | 0 | 0 | #VALUE!
772 | Laying of 3x185 sq. mm. 11 KV XLPE Insulated Cable underground in HDPE Pipe/ trenches/Riser | item772 | 1800 | Mtr |  |  |  | Excess(+) | 1 | Full Conversion | INR | [8 empty] | 0 | 0 | 0 | [29 empty] | 0 | 0 | #VALUE!
773 | Cable Route Marker | item773 | 12 | No. |  |  |  | Excess(+) | 1 | Full Conversion | INR | [8 empty] | 0 | 0 | 0 | [29 empty] | 0 | 0 | #VALUE!
774 | G.I. Pipe 6" dia . | item774 | 72 | Mtr |  |  |  | Excess(+) | 1 | Full Conversion | INR | [8 empty] | 0 | 0 | 0 | [29 empty] | 0 | 0 | #VALUE!
775 | Erection of 11 Mtr. Long Steel Tubular pole 410 SP 55 | item775 | 24 | No. |  |  |  | Excess(+) | 1 | Full Conversion | INR | [8 empty] | 0 | 0 | 0 | [29 empty] | 0 | 0 | #VALUE!
776 | Stone Pad (300x300x75mm) | item776 | 24 | No. |  |  |  | Excess(+) | 1 | Full Conversion | INR | [8 empty] | 0 | 0 | 0 | [29 empty] | 0 | 0 | #VALUE!
777 | GI Angle 65x65x6 mm, 2700 mm long bracing complete with 4 clamps, Nut, bolt and washers | item777 | 24 | No. |  |  |  | Excess(+) | 1 | Full Conversion | INR | [8 empty] | 0 | 0 | 0 | [29 empty] | 0 | 0 | #VALUE!
778 | GI Top Channel 125x65 mm, 2240 mm with clamp, bolts, nuts and washers | item778 | 12 | No. |  |  |  | Excess(+) | 1 | Full Conversion | INR | [8 empty] | 0 | 0 | 0 | [29 empty] | 0 | 0 | #VALUE!
779 | Erection of 11 KV Polymer Disc Insulator B&S type 70 KN | item779 | 36 | No. |  |  |  | Excess(+) | 1 | Full Conversion | INR | [8 empty] | 0 | 0 | 0 | [29 empty] | 0 | 0 | #VALUE!
780 | Erection of Disc Fitting B&S type 70 KN | item780 | 36 | No. |  |  |  | Excess(+) | 1 | Full Conversion | INR | [8 empty] | 0 | 0 | 0 | [29 empty] | 0 | 0 | #VALUE!
781 | Fixing of P.G. Clamp for ACSR Dog/Raccoon | item781 | 72 | No. |  |  |  | Excess(+) | 1 | Full Conversion | INR | [8 empty] | 0 | 0 | 0 | [29 empty] | 0 | 0 | #VALUE!
782 | Fixing of 11kV MS Number Plate for clamp with N&B | item782 | 12 | No. |  |  |  | Excess(+) | 1 | Full Conversion | INR | [8 empty] | 0 | 0 | 0 | [29 empty] | 0 | 0 | #VALUE!
783 | Fixing of 11kV MS Danger Board with clamp, bolts & nuts | item783 | 12 | No. |  |  |  | Excess(+) | 1 | Full Conversion | INR | [8 empty] | 0 | 0 | 0 | [29 empty] | 0 | 0 | #VALUE!
784 | G.I. Barbed Wire | item784 | 48 | Kg |  |  |  | Excess(+) | 1 | Full Conversion | INR | [8 empty] | 0 | 0 | 0 | [29 empty] | 0 | 0 | #VALUE!
785 | Aluminium Binding Wire - 6 SWG | item785 | 12 | Kg |  |  |  | Excess(+) | 1 | Full Conversion | INR | [8 empty] | 0 | 0 | 0 | [29 empty] | 0 | 0 | #VALUE!
786 | Painting of ST Pole with Aluminium Paint | item786 | 24 | No. |  |  |  | Excess(+) | 1 | Full Conversion | INR | [8 empty] | 0 | 0 | 0 | [29 empty] | 0 | 0 | #VALUE!
787 | Painting of ST Pole with Red Oxide Paint | item787 | 24 | No. |  |  |  | Excess(+) | 1 | Full Conversion | INR | [8 empty] | 0 | 0 | 0 | [29 empty] | 0 | 0 | #VALUE!
788 | Erection of 11 KVStay Set (16 x 1800 mm) | item788 | 48 | No. |  |  |  | Excess(+) | 1 | Full Conversion | INR | [8 empty] | 0 | 0 | 0 | [29 empty] | 0 | 0 | #VALUE!
789 | Fixing of 11 KV Stay Clamp with nut and bolt | item789 | 48 | Set |  |  |  | Excess(+) | 1 | Full Conversion | INR | [8 empty] | 0 | 0 | 0 | [29 empty] | 0 | 0 | #VALUE!
790 | Erection of Stay Wire 7/10 SWG | item790 | 240 | Kg |  |  |  | Excess(+) | 1 | Full Conversion | INR | [8 empty] | 0 | 0 | 0 | [29 empty] | 0 | 0 | #VALUE!
791 | Fixing of 11 KV Stay Insulator | item791 | 48 | Set |  |  |  | Excess(+) | 1 | Full Conversion | INR | [8 empty] | 0 | 0 | 0 | [29 empty] | 0 | 0 | #VALUE!
792 | Concreting of Stay set (16x 1800 mm) | item792 | 48 | No. |  |  |  | Excess(+) | 1 | Full Conversion | INR | [8 empty] | 0 | 0 | 0 | [29 empty] | 0 | 0 | #VALUE!
793 | Fixing of Earthing coil (coil of 115 turns of 50 mm dia and 2.5mtrs lead of 4.0mm GI wire) | item793 | 24 | No. |  |  |  | Excess(+) | 1 | Full Conversion | INR | [8 empty] | 0 | 0 | 0 | [29 empty] | 0 | 0 | #VALUE!
794 | GI Wire 6 SWG | item794 | 4.8 | Kg |  |  |  | Excess(+) | 1 | Full Conversion | INR | [8 empty] | 0 | 0 | 0 | [29 empty] | 0 | 0 | #VALUE!
795 | Concreting of Pole/Support (0.44 cu.M.) | item795 | 24 | No. |  |  |  | Excess(+) | 1 | Full Conversion | INR | [8 empty] | 0 | 0 | 0 | [29 empty] | 0 | 0 | #VALUE!
796 | Railway Crossing Documentation, Land and Approval Fee etc. (Payment shall be done as per actual) | item796 | 6 | Job |  |  |  | Excess(+) | 1 | Full Conversion | INR | [8 empty] | 0 | 0 | 0 | [29 empty] | 0 | 0 | #VALUE!
797 | NHAI/State Highway Crossing | item797 | 21 | No. |  |  |  | Excess(+) | 1 | Full Conversion | INR | [8 empty] | 0 | 0 | 0 | [29 empty] | 0 | 0 | #VALUE!
798 | Heat Shrinkable outdoor type termination kit suitable for 11kV XLPE 3x185 Sq.mm. cable size | item798 | 84 | Set |  |  |  | Excess(+) | 1 | Full Conversion | INR | [8 empty] | 0 | 0 | 0 | [29 empty] | 0 | 0 | #VALUE!
799 | HDPE Pipe for Cable laying (Pipe to be laid by HDD Method) (For Railway Crossing /Road Crossing) | item799 | 1680 | Mtr |  |  |  | Excess(+) | 1 | Full Conversion | INR | [8 empty] | 0 | 0 | 0 | [29 empty] | 0 | 0 | #VALUE!
800 | Digging of trench by excavation of earth, laying of bricks to cover the vable and filling of sand & earth ramming and dressing properly with complete job for laying of 33 KV & 11 KV XLPE cables | item800 | 2100 | Mtr |  |  |  | Excess(+) | 1 | Full Conversion | INR | [8 empty] | 0 | 0 | 0 | [29 empty] | 0 | 0 | #VALUE!
801 | Laying of 3x185 sq. mm. 11 KV XLPE Insulated Cable underground in HDPE Pipe/ trenches/Riser | item801 | 6300 | Mtr |  |  |  | Excess(+) | 1 | Full Conversion | INR | [8 empty] | 0 | 0 | 0 | [29 empty] | 0 | 0 | #VALUE!
802 | Cable Route Marker | item802 | 42 | No. |  |  |  | Excess(+) | 1 | Full Conversion | INR | [8 empty] | 0 | 0 | 0 | [29 empty] | 0 | 0 | #VALUE!
803 | G.I. Pipe 6" dia . | item803 | 252 | Mtr |  |  |  | Excess(+) | 1 | Full Conversion | INR | [8 empty] | 0 | 0 | 0 | [29 empty] | 0 | 0 | #VALUE!
804 | Erection of 11 Mtr. Long Steel Tubular pole 410 SP 55 | item804 | 84 | No. |  |  |  | Excess(+) | 1 | Full Conversion | INR | [8 empty] | 0 | 0 | 0 | [29 empty] | 0 | 0 | #VALUE!
805 | Stone Pad (300x300x75mm) | item805 | 84 | No. |  |  |  | Excess(+) | 1 | Full Conversion | INR | [8 empty] | 0 | 0 | 0 | [29 empty] | 0 | 0 | #VALUE!
806 | GI Angle 65x65x6 mm, 2700 mm long bracing complete with 4 clamps, Nut, bolt and washers | item806 | 84 | No. |  |  |  | Excess(+) | 1 | Full Conversion | INR | [8 empty] | 0 | 0 | 0 | [29 empty] | 0 | 0 | #VALUE!
807 | GI Top Channel 125x65 mm, 2240 mm with clamp, bolts, nuts and washers | item807 | 42 | No. |  |  |  | Excess(+) | 1 | Full Conversion | INR | [8 empty] | 0 | 0 | 0 | [29 empty] | 0 | 0 | #VALUE!
808 | Erection of 11 KV Polymer Disc Insulator B&S type 70 KN | item808 | 126 | No. |  |  |  | Excess(+) | 1 | Full Conversion | INR | [8 empty] | 0 | 0 | 0 | [29 empty] | 0 | 0 | #VALUE!
809 | Disc Fitting B&S type 70 KN | item809 | 126 | No. |  |  |  | Excess(+) | 1 | Full Conversion | INR | [8 empty] | 0 | 0 | 0 | [29 empty] | 0 | 0 | #VALUE!
810 | Fixing of P.G. Clamp for ACSR Dog/Raccoon | item810 | 252 | No. |  |  |  | Excess(+) | 1 | Full Conversion | INR | [8 empty] | 0 | 0 | 0 | [29 empty] | 0 | 0 | #VALUE!
811 | Fixing of 11kV MS Number Plate for clamp with N&B | item811 | 42 | No. |  |  |  | Excess(+) | 1 | Full Conversion | INR | [8 empty] | 0 | 0 | 0 | [29 empty] | 0 | 0 | #VALUE!
812 | Fixing of 11kV MS Danger Board with clamp, bolts & nuts | item812 | 42 | No. |  |  |  | Excess(+) | 1 | Full Conversion | INR | [8 empty] | 0 | 0 | 0 | [29 empty] | 0 | 0 | #VALUE!
813 | G.I. Barbed Wire | item813 | 168 | Kg |  |  |  | Excess(+) | 1 | Full Conversion | INR | [8 empty] | 0 | 0 | 0 | [29 empty] | 0 | 0 | #VALUE!
814 | Aluminium Binding Wire - 6 SWG | item814 | 42 | Kg |  |  |  | Excess(+) | 1 | Full Conversion | INR | [8 empty] | 0 | 0 | 0 | [29 empty] | 0 | 0 | #VALUE!
815 | Painting of ST Pole with Aluminium Paint | item815 | 84 | No. |  |  |  | Excess(+) | 1 | Full Conversion | INR | [8 empty] | 0 | 0 | 0 | [29 empty] | 0 | 0 | #VALUE!
816 | Painting of ST Pole with Red Oxide Paint | item816 | 84 | No. |  |  |  | Excess(+) | 1 | Full Conversion | INR | [8 empty] | 0 | 0 | 0 | [29 empty] | 0 | 0 | #VALUE!
817 | Erection of 11 KV Stay Set (16 x 1800 mm) | item817 | 168 | No. |  |  |  | Excess(+) | 1 | Full Conversion | INR | [8 empty] | 0 | 0 | 0 | [29 empty] | 0 | 0 | #VALUE!
818 | Fixing of 11 KV Stay Clamp with nut and bolt | item818 | 168 | Set |  |  |  | Excess(+) | 1 | Full Conversion | INR | [8 empty] | 0 | 0 | 0 | [29 empty] | 0 | 0 | #VALUE!
819 | Erection of Stay Wire 7/10 SWG | item819 | 840 | Kg |  |  |  | Excess(+) | 1 | Full Conversion | INR | [8 empty] | 0 | 0 | 0 | [29 empty] | 0 | 0 | #VALUE!
820 | Fixing of 11 KV Stay Insulator | item820 | 168 | Set |  |  |  | Excess(+) | 1 | Full Conversion | INR | [8 empty] | 0 | 0 | 0 | [29 empty] | 0 | 0 | #VALUE!
821 | Concreting of Stay set (16x 1800 mm) | item821 | 168 | No. |  |  |  | Excess(+) | 1 | Full Conversion | INR | [8 empty] | 0 | 0 | 0 | [29 empty] | 0 | 0 | #VALUE!
822 | Fixing of Earthing coil (coil of 115 turns of 50 mm dia and 2.5mtrs lead of 4.0mm GI wire) | item822 | 84 | No. |  |  |  | Excess(+) | 1 | Full Conversion | INR | [8 empty] | 0 | 0 | 0 | [29 empty] | 0 | 0 | #VALUE!
823 | GI Wire 6 SWG | item823 | 16.8 | Kg |  |  |  | Excess(+) | 1 | Full Conversion | INR | [8 empty] | 0 | 0 | 0 | [29 empty] | 0 | 0 | #VALUE!
824 | Concreting of Pole/Support (0.44 cu.M.) | item824 | 84 | No. |  |  |  | Excess(+) | 1 | Full Conversion | INR | [8 empty] | 0 | 0 | 0 | [29 empty] | 0 | 0 | #VALUE!
825 | NHAI/State highway crossing documentation, land charges and approval fee etc. (Payment shall be done as per actual) | item825 | 21 | Job |  |  |  | Excess(+) | 1 | Full Conversion | INR | [8 empty] | 0 | 0 | 0 | [29 empty] | 0 | 0 | #VALUE!
826 | Road Restoration charges | item826 | 3.15 | Km. |  |  |  | Excess(+) | 1 | Full Conversion | INR | [8 empty] | 0 | 0 | 0 | [29 empty] | 0 | 0 | #VALUE!
827 | Augumentation/ Reconductoring of 33 KV overhead line with Dog conductor | item827 | 275 | No. |  |  |  | Excess(+) | 1 | Full Conversion | INR | [8 empty] | 0 | 0 | 0 | [29 empty] | 0 | 0 | #VALUE!
828 | Stringing of ACSR Dog Conductor | item828 | 849.6 | Km. |  |  |  | Excess(+) | 1 | Full Conversion | INR | [8 empty] | 0 | 0 | 0 | [29 empty] | 0 | 0 | #VALUE!
829 | Erection of PCC Pole, 9.0 Mtr. Long | item829 | 550 | No. |  |  |  | Excess(+) | 1 | Full Conversion | INR | [8 empty] | 0 | 0 | 0 | [29 empty] | 0 | 0 | #VALUE!
830 | Erection of 11 Mtr. Long Steel Tubular pole 410 SP 55 | item830 | 550 | No. |  |  |  | Excess(+) | 1 | Full Conversion | INR | [8 empty] | 0 | 0 | 0 | [29 empty] | 0 | 0 | #VALUE!
831 | Concreting of Pole/Support (0.286 cu.M.) | item831 | 550 | No. |  |  |  | Excess(+) | 1 | Full Conversion | INR | [8 empty] | 0 | 0 | 0 | [29 empty] | 0 | 0 | #VALUE!
832 | Concreting of Pole/Support (0.44 cu.M.) | item832 | 550 | No. |  |  |  | Excess(+) | 1 | Full Conversion | INR | [8 empty] | 0 | 0 | 0 | [29 empty] | 0 | 0 | #VALUE!
833 | Fixing of Earthing coil (coil of 115 turns of 50 mm dia and 2.5mtrs lead of 4.0mm GI wire) | item833 | 1100 | No. |  |  |  | Excess(+) | 1 | Full Conversion | INR | [8 empty] | 0 | 0 | 0 | [29 empty] | 0 | 0 | #VALUE!
834 | GI Wire 6 SWG | item834 | 219.96 | Kg |  |  |  | Excess(+) | 1 | Full Conversion | INR | [8 empty] | 0 | 0 | 0 | [29 empty] | 0 | 0 | #VALUE!
835 | Erection of 33 KV Composite Polymer Pin Insulator with Nut and washers | item835 | 6874 | No. |  |  |  | Excess(+) | 1 | Full Conversion | INR | [8 empty] | 0 | 0 | 0 | [29 empty] | 0 | 0 | #VALUE!
836 | Painting of ST Pole with Aluminium Paint | item836 | 550 | No. |  |  |  | Excess(+) | 1 | Full Conversion | INR | [8 empty] | 0 | 0 | 0 | [29 empty] | 0 | 0 | #VALUE!
837 | Painting of ST Pole with Red Oxide Paint | item837 | 550 | No. |  |  |  | Excess(+) | 1 | Full Conversion | INR | [8 empty] | 0 | 0 | 0 | [29 empty] | 0 | 0 | #VALUE!
838 | Fixing of 33kV SMC Danger board with clamp and N&B | item838 | 1100 | No. |  |  |  | Excess(+) | 1 | Full Conversion | INR | [8 empty] | 0 | 0 | 0 | [29 empty] | 0 | 0 | #VALUE!
839 | Fixing of 33kV MS Number plate with clamp and N&B | item839 | 1100 | No. |  |  |  | Excess(+) | 1 | Full Conversion | INR | [8 empty] | 0 | 0 | 0 | [29 empty] | 0 | 0 | #VALUE!
840 | Stone Pad (300x300x75mm) | item840 | 1100 | No. |  |  |  | Excess(+) | 1 | Full Conversion | INR | [8 empty] | 0 | 0 | 0 | [29 empty] | 0 | 0 | #VALUE!
841 | G.I. Barbed Wire | item841 | 2199.6 | Kg |  |  |  | Excess(+) | 1 | Full Conversion | INR | [8 empty] | 0 | 0 | 0 | [29 empty] | 0 | 0 | #VALUE!
842 | Erection of 33kV 'E' Bracket with N&B | item842 | 825 | No. |  |  |  | Excess(+) | 1 | Full Conversion | INR | [8 empty] | 0 | 0 | 0 | [29 empty] | 0 | 0 | #VALUE!
843 | Erection of 33kV 'F' Bracket with N&B | item843 | 3299 | No. |  |  |  | Excess(+) | 1 | Full Conversion | INR | [8 empty] | 0 | 0 | 0 | [29 empty] | 0 | 0 | #VALUE!
844 | Erection of V-Type Cross Arm for 33KV line 100x50x6 mm, GI | item844 | 1100 | No. |  |  |  | Excess(+) | 1 | Full Conversion | INR | [8 empty] | 0 | 0 | 0 | [29 empty] | 0 | 0 | #VALUE!
845 | Cross arm holding Clamp with nuts & bolts | item845 | 1100 | No. |  |  |  | Excess(+) | 1 | Full Conversion | INR | [8 empty] | 0 | 0 | 0 | [29 empty] | 0 | 0 | #VALUE!
846 | Erection of 33 KV Polymer Disc Insulator B&S type 70 KN | item846 | 3299 | No. |  |  |  | Excess(+) | 1 | Full Conversion | INR | [8 empty] | 0 | 0 | 0 | [29 empty] | 0 | 0 | #VALUE!
847 | Disc Fitting B&S type 70 KN | item847 | 3299 | No. |  |  |  | Excess(+) | 1 | Full Conversion | INR | [8 empty] | 0 | 0 | 0 | [29 empty] | 0 | 0 | #VALUE!
848 | Erection of 33 KV Stay Set | item848 | 1100 | No. |  |  |  | Excess(+) | 1 | Full Conversion | INR | [8 empty] | 0 | 0 | 0 | [29 empty] | 0 | 0 | #VALUE!
849 | Fixing of 33 KV Stay Clamp with nut and bolt | item849 | 1100 | Set |  |  |  | Excess(+) | 1 | Full Conversion | INR | [8 empty] | 0 | 0 | 0 | [29 empty] | 0 | 0 | #VALUE!
850 | Erection of Stay Wire 7/8 SWG | item850 | 5499 | Kg |  |  |  | Excess(+) | 1 | Full Conversion | INR | [8 empty] | 0 | 0 | 0 | [29 empty] | 0 | 0 | #VALUE!
851 | Fixing of 33 KV Stay Insulator | item851 | 1100 | set |  |  |  | Excess(+) | 1 | Full Conversion | INR | [8 empty] | 0 | 0 | 0 | [29 empty] | 0 | 0 | #VALUE!
852 | Concreting of 33 KV Stay set | item852 | 1100 | No. |  |  |  | Excess(+) | 1 | Full Conversion | INR | [8 empty] | 0 | 0 | 0 | [29 empty] | 0 | 0 | #VALUE!
853 | Dismantling of existing overhead line and transportation of materials to nearest PVVNL Store. | item853 | 274.95 | CKm |  |  |  | Excess(+) | 1 | Full Conversion | INR | [8 empty] | 0 | 0 | 0 | [29 empty] | 0 | 0 | #VALUE!
854 | Augmentation/Reconductoring of 11kV overhead Line with ACSR DOG Conductor | item854 | 1615.47 | Km. |  |  |  | Excess(+) | 1 | Full Conversion | INR | [8 empty] | 0 | 0 | 0 | [29 empty] | 0 | 0 | #VALUE!
855 | Stringing of ACSR Dog Conductor | item855 | 4991.8 | Km. |  |  |  | Excess(+) | 1 | Full Conversion | INR | [8 empty] | 0 | 0 | 0 | [29 empty] | 0 | 0 | #VALUE!
856 | Erection of 11 KV Polymer Disc Insulator B&S type 70 KN | item856 | 14539 | No. |  |  |  | Excess(+) | 1 | Full Conversion | INR | [8 empty] | 0 | 0 | 0 | [29 empty] | 0 | 0 | #VALUE!
857 | Disc Fitting B&S type 70 KN | item857 | 14539 | No. |  |  |  | Excess(+) | 1 | Full Conversion | INR | [8 empty] | 0 | 0 | 0 | [29 empty] | 0 | 0 | #VALUE!
858 | Erection of 11 KV Composite Polymer Pin Insulator with Nut and washers | item858 | 38771 | No. |  |  |  | Excess(+) | 1 | Full Conversion | INR | [8 empty] | 0 | 0 | 0 | [29 empty] | 0 | 0 | #VALUE!
859 | Fixing of 11kV MS Danger Board with clamp, bolts & nuts | item859 | 9693 | No. |  |  |  | Excess(+) | 1 | Full Conversion | INR | [8 empty] | 0 | 0 | 0 | [29 empty] | 0 | 0 | #VALUE!
860 | Fixing of 11kV MS Number Plate for clamp with N&B | item860 | 9693 | No. |  |  |  | Excess(+) | 1 | Full Conversion | INR | [8 empty] | 0 | 0 | 0 | [29 empty] | 0 | 0 | #VALUE!
861 | Erection of 11 KV Stay Set (16 x 1800 mm) | item861 | 6462 | No. |  |  |  | Excess(+) | 1 | Full Conversion | INR | [8 empty] | 0 | 0 | 0 | [29 empty] | 0 | 0 | #VALUE!
862 | Fixing of 11 KV Stay Clamp with nut and bolt | item862 | 6462 | Set |  |  |  | Excess(+) | 1 | Full Conversion | INR | [8 empty] | 0 | 0 | 0 | [29 empty] | 0 | 0 | #VALUE!
863 | Erection of Stay Wire 7/10 SWG | item863 | 32309.4 | Kg |  |  |  | Excess(+) | 1 | Full Conversion | INR | [8 empty] | 0 | 0 | 0 | [29 empty] | 0 | 0 | #VALUE!
864 | Fixing of 11 KV Stay Insulator | item864 | 6462 | No. |  |  |  | Excess(+) | 1 | Full Conversion | INR | [8 empty] | 0 | 0 | 0 | [29 empty] | 0 | 0 | #VALUE!
865 | Concreting of Stay set (16x 1800 mm) | item865 | 6462 | No. |  |  |  | Excess(+) | 1 | Full Conversion | INR | [8 empty] | 0 | 0 | 0 | [29 empty] | 0 | 0 | #VALUE!
866 | Fixing of P.G. Clamp for ACSR Dog/Raccoon | item866 | 12924 | No. |  |  |  | Excess(+) | 1 | Full Conversion | INR | [8 empty] | 0 | 0 | 0 | [29 empty] | 0 | 0 | #VALUE!
867 | Armour Rod with Ferrule for ACSR Dog/Panther/Raccoon Helical performed | item867 | 4846 | Set |  |  |  | Excess(+) | 1 | Full Conversion | INR | [8 empty] | 0 | 0 | 0 | [29 empty] | 0 | 0 | #VALUE!
868 | Erection of PCC Pole, 8.5 Mtr. Long | item868 | 6462 | No. |  |  |  | Excess(+) | 1 | Full Conversion | INR | [8 empty] | 0 | 0 | 0 | [29 empty] | 0 | 0 | #VALUE!
869 | Erection of 11 Mtr. Long Steel Tubular pole 410 SP 55 | item869 | 3231 | No. |  |  |  | Excess(+) | 1 | Full Conversion | INR | [8 empty] | 0 | 0 | 0 | [29 empty] | 0 | 0 | #VALUE!
870 | Concreting of Pole/Support (0.268 cu.M.) | item870 | 6462 | No. |  |  |  | Excess(+) | 1 | Full Conversion | INR | [8 empty] | 0 | 0 | 0 | [29 empty] | 0 | 0 | #VALUE!
871 | Concreting of Pole/Support (0.44 cu.M.) | item871 | 3231 | No. |  |  |  | Excess(+) | 1 | Full Conversion | INR | [8 empty] | 0 | 0 | 0 | [29 empty] | 0 | 0 | #VALUE!
872 | Fixing of Earthing coil (coil of 115 turns of 50 mm dia and 2.5mtrs lead of 4.0mm GI wire) | item872 | 9693 | No. |  |  |  | Excess(+) | 1 | Full Conversion | INR | [8 empty] | 0 | 0 | 0 | [29 empty] | 0 | 0 | #VALUE!
873 | Aluminium Binding Wire - 6 SWG | item873 | 20193.38 | Kg |  |  |  | Excess(+) | 1 | Full Conversion | INR | [8 empty] | 0 | 0 | 0 | [29 empty] | 0 | 0 | #VALUE!
874 | Aluminium Jointing Sleeves | item874 | 4846 | No. |  |  |  | Excess(+) | 1 | Full Conversion | INR | [8 empty] | 0 | 0 | 0 | [29 empty] | 0 | 0 | #VALUE!
875 | G.I. Barbed Wire | item875 | 78350.3 | Kg |  |  |  | Excess(+) | 1 | Full Conversion | INR | [8 empty] | 0 | 0 | 0 | [29 empty] | 0 | 0 | #VALUE!
876 | GI Wire 6 SWG | item876 | 567029.97 | Kg |  |  |  | Excess(+) | 1 | Full Conversion | INR | [8 empty] | 0 | 0 | 0 | [29 empty] | 0 | 0 | #VALUE!
877 | GI Wire 8 SWG | item877 | 200318.28 | Kg |  |  |  | Excess(+) | 1 | Full Conversion | INR | [8 empty] | 0 | 0 | 0 | [29 empty] | 0 | 0 | #VALUE!
878 | GI Wire 16 SWG | item878 | 4038.68 | Kg |  |  |  | Excess(+) | 1 | Full Conversion | INR | [8 empty] | 0 | 0 | 0 | [29 empty] | 0 | 0 | #VALUE!
879 | Eye Bolt | item879 | 45233 | No. |  |  |  | Excess(+) | 1 | Full Conversion | INR | [8 empty] | 0 | 0 | 0 | [29 empty] | 0 | 0 | #VALUE!
880 | Turn Buckle | item880 | 21001 | No. |  |  |  | Excess(+) | 1 | Full Conversion | INR | [8 empty] | 0 | 0 | 0 | [29 empty] | 0 | 0 | #VALUE!
881 | Painting of ST Pole with Red Oxide Paint | item881 | 3231 | No. |  |  |  | Excess(+) | 1 | Full Conversion | INR | [8 empty] | 0 | 0 | 0 | [29 empty] | 0 | 0 | #VALUE!
882 | Painting of ST Pole with Aluminium Paint | item882 | 3231 | No. |  |  |  | Excess(+) | 1 | Full Conversion | INR | [8 empty] | 0 | 0 | 0 | [29 empty] | 0 | 0 | #VALUE!
883 | Erection of 11kV `F' Bracket with N&B | item883 | 9693 | No. |  |  |  | Excess(+) | 1 | Full Conversion | INR | [8 empty] | 0 | 0 | 0 | [29 empty] | 0 | 0 | #VALUE!
884 | Cross arm holding Clamp with nuts & bolts | item884 | 32309 | No. |  |  |  | Excess(+) | 1 | Full Conversion | INR | [8 empty] | 0 | 0 | 0 | [29 empty] | 0 | 0 | #VALUE!
885 | Erection of V-Type Cross arm for 11KV Line, 100x50x6 mm, GI | item885 | 32309 | No. |  |  |  | Excess(+) | 1 | Full Conversion | INR | [8 empty] | 0 | 0 | 0 | [29 empty] | 0 | 0 | #VALUE!
886 | Guarding angle 75x75x6 mm, 2200 mm long with holding clamp, packing piece, nut & bolts etc. | item886 | 19386 | No. |  |  |  | Excess(+) | 1 | Full Conversion | INR | [8 empty] | 0 | 0 | 0 | [29 empty] | 0 | 0 | #VALUE!
887 | Stone Pad (300x300x75mm) | item887 | 9693 | No. |  |  |  | Excess(+) | 1 | Full Conversion | INR | [8 empty] | 0 | 0 | 0 | [29 empty] | 0 | 0 | #VALUE!
888 | Dismantling of existing overhead line and transportation of materials to nearest PVVNL Store. | item888 | 1615.47 | CKm |  |  |  | Excess(+) | 1 | Full Conversion | INR | [8 empty] | 0 | 0 | 0 | [29 empty] | 0 | 0 | #VALUE!
889 | 11 KV Agriculture feeder segregation & feeder splitting due to overloading | item889 | 158 | No. |  |  |  | Excess(+) | 1 | Full Conversion | INR | [8 empty] | 0 | 0 | 0 | [29 empty] | 0 | 0 | #VALUE!
890 | 11kV New Line on 8.5 Mtr. PCC Pole with ACSR Rabbit Conductor | item890 | 1212.35 | Km. |  |  |  | Excess(+) | 1 | Full Conversion | INR | [8 empty] | 0 | 0 | 0 | [29 empty] | 0 | 0 | #VALUE!
891 | Stringing of ACSR Rabbit Conductor | item891 | 3746.18 | Km. |  |  |  | Excess(+) | 1 | Full Conversion | INR | [8 empty] | 0 | 0 | 0 | [29 empty] | 0 | 0 | #VALUE!
892 | Erection of 11kV Polymer Disc Insulator T&C type 45 KN | item892 | 32734 | No. |  |  |  | Excess(+) | 1 | Full Conversion | INR | [8 empty] | 0 | 0 | 0 | [29 empty] | 0 | 0 | #VALUE!
893 | Disc Fittings T&C type 45 KN | item893 | 32734 | No. |  |  |  | Excess(+) | 1 | Full Conversion | INR | [8 empty] | 0 | 0 | 0 | [29 empty] | 0 | 0 | #VALUE!
894 | Erection of 11 KV Composite Polymer Pin Insulator with Nut and washers | item894 | 94564 | No. |  |  |  | Excess(+) | 1 | Full Conversion | INR | [8 empty] | 0 | 0 | 0 | [29 empty] | 0 | 0 | #VALUE!
895 | Fixing of 11kV MS Danger Board with clamp, bolts & nuts | item895 | 30309 | No. |  |  |  | Excess(+) | 1 | Full Conversion | INR | [8 empty] | 0 | 0 | 0 | [29 empty] | 0 | 0 | #VALUE!
896 | Fixing of 11kV MS Number Plate for clamp with N&B | item896 | 30309 | No. |  |  |  | Excess(+) | 1 | Full Conversion | INR | [8 empty] | 0 | 0 | 0 | [29 empty] | 0 | 0 | #VALUE!
897 | Erection of 11 KV Stay Set (16 x 1800 mm) | item897 | 18186 | No. |  |  |  | Excess(+) | 1 | Full Conversion | INR | [8 empty] | 0 | 0 | 0 | [29 empty] | 0 | 0 | #VALUE!
898 | Fixing of 11 KV Stay Clamp with nut and bolt | item898 | 18186 | Set |  |  |  | Excess(+) | 1 | Full Conversion | INR | [8 empty] | 0 | 0 | 0 | [29 empty] | 0 | 0 | #VALUE!
899 | Erection of Stay Wire 7/10 SWG | item899 | 90926.72 | Kg |  |  |  | Excess(+) | 1 | Full Conversion | INR | [8 empty] | 0 | 0 | 0 | [29 empty] | 0 | 0 | #VALUE!
900 | Fixing of 11 KV Stay Insulator | item900 | 18186 | No. |  |  |  | Excess(+) | 1 | Full Conversion | INR | [8 empty] | 0 | 0 | 0 | [29 empty] | 0 | 0 | #VALUE!
901 | Concreting of Stay set (16x 1800 mm) | item901 | 18186 | No. |  |  |  | Excess(+) | 1 | Full Conversion | INR | [8 empty] | 0 | 0 | 0 | [29 empty] | 0 | 0 | #VALUE!
902 | Fixing of PG Clamps | item902 | 18186 | No. |  |  |  | Excess(+) | 1 | Full Conversion | INR | [8 empty] | 0 | 0 | 0 | [29 empty] | 0 | 0 | #VALUE!
903 | Armour Rod with Ferrule for ACSR Dog/Panther/Raccoon Helical performed | item903 | 1213 | Set |  |  |  | Excess(+) | 1 | Full Conversion | INR | [8 empty] | 0 | 0 | 0 | [29 empty] | 0 | 0 | #VALUE!
904 | Erection of PCC Pole, 8.5 Mtr. Long | item904 | 30309 | No. |  |  |  | Excess(+) | 1 | Full Conversion | INR | [8 empty] | 0 | 0 | 0 | [29 empty] | 0 | 0 | #VALUE!
905 | Concreting of Pole/Support (0.268 cu.M.) | item905 | 30309 | No. |  |  |  | Excess(+) | 1 | Full Conversion | INR | [8 empty] | 0 | 0 | 0 | [29 empty] | 0 | 0 | #VALUE!
906 | Fixing of Earthing coil (coil of 115 turns of 50 mm dia and 2.5mtrs lead of 4.0mm GI wire) | item906 | 30309 | No. |  |  |  | Excess(+) | 1 | Full Conversion | INR | [8 empty] | 0 | 0 | 0 | [29 empty] | 0 | 0 | #VALUE!
907 | Aluminium Binding Wire - 6 SWG | item907 | 4243.25 | Kg |  |  |  | Excess(+) | 1 | Full Conversion | INR | [8 empty] | 0 | 0 | 0 | [29 empty] | 0 | 0 | #VALUE!
908 | Aluminium Jointing Sleeves | item908 | 3637 | No. |  |  |  | Excess(+) | 1 | Full Conversion | INR | [8 empty] | 0 | 0 | 0 | [29 empty] | 0 | 0 | #VALUE!
909 | G.I. Barbed Wire | item909 | 60617.82 | Kg |  |  |  | Excess(+) | 1 | Full Conversion | INR | [8 empty] | 0 | 0 | 0 | [29 empty] | 0 | 0 | #VALUE!
910 | GI Wire 6 SWG | item910 | 225498.28 | Kg |  |  |  | Excess(+) | 1 | Full Conversion | INR | [8 empty] | 0 | 0 | 0 | [29 empty] | 0 | 0 | #VALUE!
911 | GI Wire 8 SWG | item911 | 83652.59 | Kg |  |  |  | Excess(+) | 1 | Full Conversion | INR | [8 empty] | 0 | 0 | 0 | [29 empty] | 0 | 0 | #VALUE!
912 | GI Wire 16 SWG | item912 | 2424.71 | Kg |  |  |  | Excess(+) | 1 | Full Conversion | INR | [8 empty] | 0 | 0 | 0 | [29 empty] | 0 | 0 | #VALUE!
913 | Eye Bolt | item913 | 10911 | No. |  |  |  | Excess(+) | 1 | Full Conversion | INR | [8 empty] | 0 | 0 | 0 | [29 empty] | 0 | 0 | #VALUE!
914 | Turn Buckle | item914 | 7274 | No. |  |  |  | Excess(+) | 1 | Full Conversion | INR | [8 empty] | 0 | 0 | 0 | [29 empty] | 0 | 0 | #VALUE!
915 | Erection of 11kV 'E' Bracket with N&B | item915 | 7274 | No. |  |  |  | Excess(+) | 1 | Full Conversion | INR | [8 empty] | 0 | 0 | 0 | [29 empty] | 0 | 0 | #VALUE!
916 | Erection of 11kV `F' Bracket with N&B | item916 | 26671 | No. |  |  |  | Excess(+) | 1 | Full Conversion | INR | [8 empty] | 0 | 0 | 0 | [29 empty] | 0 | 0 | #VALUE!
917 | GI Top Channel 100x50x2240 mm. | item917 | 2424 | No. |  |  |  | Excess(+) | 1 | Full Conversion | INR | [8 empty] | 0 | 0 | 0 | [29 empty] | 0 | 0 | #VALUE!
918 | Clamp with nuts & bolts for 1300 mm long GI Channel | item918 | 1213 | No. |  |  |  | Excess(+) | 1 | Full Conversion | INR | [8 empty] | 0 | 0 | 0 | [29 empty] | 0 | 0 | #VALUE!
919 | GI Channel 100x50x6 mm. 1300 mm long with clamp, nut,bolt and washer | item919 | 1213 | No. |  |  |  | Excess(+) | 1 | Full Conversion | INR | [8 empty] | 0 | 0 | 0 | [29 empty] | 0 | 0 | #VALUE!
920 | GI Top Channel 100x50x6, 1525 mm long | item920 | 2424 | No. |  |  |  | Excess(+) | 1 | Full Conversion | INR | [8 empty] | 0 | 0 | 0 | [29 empty] | 0 | 0 | #VALUE!
921 | GI Angle 65x65x6 mm, 2700 mm long bracing complete with 4 clamps, Nut, bolt and washers | item921 | 4850 | No. |  |  |  | Excess(+) | 1 | Full Conversion | INR | [8 empty] | 0 | 0 | 0 | [29 empty] | 0 | 0 | #VALUE!
922 | Cross arm holding Clamp with nuts & bolts | item922 | 30309 | No. |  |  |  | Excess(+) | 1 | Full Conversion | INR | [8 empty] | 0 | 0 | 0 | [29 empty] | 0 | 0 | #VALUE!
923 | Holding Clamps for Top Channel TPMO & Fuse Set etc. with nuts, bolts & washers | item923 | 12124 | No. |  |  |  | Excess(+) | 1 | Full Conversion | INR | [8 empty] | 0 | 0 | 0 | [29 empty] | 0 | 0 | #VALUE!
924 | Erection of V-Type Cross arm for 11KV Line, 65x65x6 mm, GI Angle | item924 | 30309 | No. |  |  |  | Excess(+) | 1 | Full Conversion | INR | [8 empty] | 0 | 0 | 0 | [29 empty] | 0 | 0 | #VALUE!
925 | Guarding angle 75x75x6 mm, 1600 mm long with holding clamp, packing piece, nut & bolts etc. | item925 | 9699 | No. |  |  |  | Excess(+) | 1 | Full Conversion | INR | [8 empty] | 0 | 0 | 0 | [29 empty] | 0 | 0 | #VALUE!
926 | Tree cutting Compensation | item926 | 242.47 | Km. |  |  |  | Excess(+) | 1 | Full Conversion | INR | [8 empty] | 0 | 0 | 0 | [29 empty] | 0 | 0 | #VALUE!
927 | Stone Pad (300x300x75mm) | item927 | 30309 | No. |  |  |  | Excess(+) | 1 | Full Conversion | INR | [8 empty] | 0 | 0 | 0 | [29 empty] | 0 | 0 | #VALUE!
928 | New LT Line on ACSR Rabbit Conductor on 8.5 Mtr. PCC Pole | item928 | 133.09 | Km. |  |  |  | Excess(+) | 1 | Full Conversion | INR | [8 empty] | 0 | 0 | 0 | [29 empty] | 0 | 0 | #VALUE!
929 | Erection of PCC Pole, 8.5 Mtr. Long | item929 | 3327 | No. |  |  |  | Excess(+) | 1 | Full Conversion | INR | [8 empty] | 0 | 0 | 0 | [29 empty] | 0 | 0 | #VALUE!
930 | Stone Pad (300x300x75mm) | item930 | 3327 | No. |  |  |  | Excess(+) | 1 | Full Conversion | INR | [8 empty] | 0 | 0 | 0 | [29 empty] | 0 | 0 | #VALUE!
931 | LT clamp with nut and bolt for PCC pole | item931 | 13309 | Set |  |  |  | Excess(+) | 1 | Full Conversion | INR | [8 empty] | 0 | 0 | 0 | [29 empty] | 0 | 0 | #VALUE!
932 | LT Shakle Insulator 100x115 mm | item932 | 13309 | No. |  |  |  | Excess(+) | 1 | Full Conversion | INR | [8 empty] | 0 | 0 | 0 | [29 empty] | 0 | 0 | #VALUE!
933 | Bolts and Nuts for Shackle Insulators | item933 | 4990.88 | Kg |  |  |  | Excess(+) | 1 | Full Conversion | INR | [8 empty] | 0 | 0 | 0 | [29 empty] | 0 | 0 | #VALUE!
934 | Concreting of Pole/Support (0.268 cu.M.) | item934 | 3327 | No. |  |  |  | Excess(+) | 1 | Full Conversion | INR | [8 empty] | 0 | 0 | 0 | [29 empty] | 0 | 0 | #VALUE!
935 | Stringing of ACSR Rabbit Conductor | item935 | 548.33 | Km. |  |  |  | Excess(+) | 1 | Full Conversion | INR | [8 empty] | 0 | 0 | 0 | [29 empty] | 0 | 0 | #VALUE!
936 | Aluminium Jointing Sleeves | item936 | 532 | No. |  |  |  | Excess(+) | 1 | Full Conversion | INR | [8 empty] | 0 | 0 | 0 | [29 empty] | 0 | 0 | #VALUE!
937 | Aluminium Binding Wire - 6 SWG | item937 | 532.36 | Kg |  |  |  | Excess(+) | 1 | Full Conversion | INR | [8 empty] | 0 | 0 | 0 | [29 empty] | 0 | 0 | #VALUE!
938 | Earth wire clamp | item938 | 799 | No. |  |  |  | Excess(+) | 1 | Full Conversion | INR | [8 empty] | 0 | 0 | 0 | [29 empty] | 0 | 0 | #VALUE!
939 | Fixing of Earthing coil (coil of 115 turns of 50 mm dia and 2.5mtrs lead of 4.0mm GI wire) | item939 | 799 | No. |  |  |  | Excess(+) | 1 | Full Conversion | INR | [8 empty] | 0 | 0 | 0 | [29 empty] | 0 | 0 | #VALUE!
940 | GI Wire 6 SWG | item940 | 159.71 | Kg |  |  |  | Excess(+) | 1 | Full Conversion | INR | [8 empty] | 0 | 0 | 0 | [29 empty] | 0 | 0 | #VALUE!
941 | Erection of LT Stay Set (16 x 1800 mm) | item941 | 665 | No. |  |  |  | Excess(+) | 1 | Full Conversion | INR | [8 empty] | 0 | 0 | 0 | [29 empty] | 0 | 0 | #VALUE!
942 | Fixing of LT Stay Clamp with nut and bolt | item942 | 665 | Set |  |  |  | Excess(+) | 1 | Full Conversion | INR | [8 empty] | 0 | 0 | 0 | [29 empty] | 0 | 0 | #VALUE!
943 | Erection of Stay Wire 7/10 SWG | item943 | 3327.25 | Kg |  |  |  | Excess(+) | 1 | Full Conversion | INR | [8 empty] | 0 | 0 | 0 | [29 empty] | 0 | 0 | #VALUE!
944 | Fixing of LT Stay Insulator | item944 | 665 | Set |  |  |  | Excess(+) | 1 | Full Conversion | INR | [8 empty] | 0 | 0 | 0 | [29 empty] | 0 | 0 | #VALUE!
945 | Concreting of Stay set (16x 1800 mm) | item945 | 665 | No. |  |  |  | Excess(+) | 1 | Full Conversion | INR | [8 empty] | 0 | 0 | 0 | [29 empty] | 0 | 0 | #VALUE!
946 | Construction of new 100 KVA, 11/0.433kV Distribution Transformer S/S | item946 | 75 | No. |  |  |  | Excess(+) | 1 | Full Conversion | INR | [8 empty] | 0 | 0 | 0 | [29 empty] | 0 | 0 | #VALUE!
947 | Installation of 11/0.44 kV 100 KVA Transformer (Level- I) as per specified in T.S. | item947 | 75 | No. |  |  |  | Excess(+) | 1 | Full Conversion | INR | [8 empty] | 0 | 0 | 0 | [29 empty] | 0 | 0 | #VALUE!
948 | Erection of PCC Pole, 8.5 Mtr. Long | item948 | 150 | No. |  |  |  | Excess(+) | 1 | Full Conversion | INR | [8 empty] | 0 | 0 | 0 | [29 empty] | 0 | 0 | #VALUE!
949 | Stone Pad (300x300x75mm) | item949 | 150 | No. |  |  |  | Excess(+) | 1 | Full Conversion | INR | [8 empty] | 0 | 0 | 0 | [29 empty] | 0 | 0 | #VALUE!
950 | Concreting of Pole/Support (0.268 cu.M.) | item950 | 150 | No. |  |  |  | Excess(+) | 1 | Full Conversion | INR | [8 empty] | 0 | 0 | 0 | [29 empty] | 0 | 0 | #VALUE!
951 | GI Top Channel 125x65 mm, 2240 mm with clamp, bolts, nuts and washers | item951 | 75 | No. |  |  |  | Excess(+) | 1 | Full Conversion | INR | [8 empty] | 0 | 0 | 0 | [29 empty] | 0 | 0 | #VALUE!
952 | GI Channel 100x50x2028mm (For TPMO,LA and Fuse set) | item952 | 225 | No. |  |  |  | Excess(+) | 1 | Full Conversion | INR | [8 empty] | 0 | 0 | 0 | [29 empty] | 0 | 0 | #VALUE!
953 | Holding Clamps for Top Channel TPMO & Fuse Set etc. with nuts, bolts & washers | item953 | 750 | No. |  |  |  | Excess(+) | 1 | Full Conversion | INR | [8 empty] | 0 | 0 | 0 | [29 empty] | 0 | 0 | #VALUE!
954 | GI Angle 75x75x6 mm, 2028 mm long with clamp for T/F base | item954 | 150 | No. |  |  |  | Excess(+) | 1 | Full Conversion | INR | [8 empty] | 0 | 0 | 0 | [29 empty] | 0 | 0 | #VALUE!
955 | GI Channel 125x65x6, 1300mm (Tee-off) | item955 | 75 | No. |  |  |  | Excess(+) | 1 | Full Conversion | INR | [8 empty] | 0 | 0 | 0 | [29 empty] | 0 | 0 | #VALUE!
956 | Clamp with nuts & bolts for 1300 mm long GI Channel | item956 | 75 | No. |  |  |  | Excess(+) | 1 | Full Conversion | INR | [8 empty] | 0 | 0 | 0 | [29 empty] | 0 | 0 | #VALUE!
957 | Erection of 11kV Polymer Disc Insulator T&C type 45 KN | item957 | 225 | No. |  |  |  | Excess(+) | 1 | Full Conversion | INR | [8 empty] | 0 | 0 | 0 | [29 empty] | 0 | 0 | #VALUE!
958 | Disc Fittings T&C type 45 KN | item958 | 225 | No. |  |  |  | Excess(+) | 1 | Full Conversion | INR | [8 empty] | 0 | 0 | 0 | [29 empty] | 0 | 0 | #VALUE!
959 | Erection of 11 KV Composite Polymer Pin Insulator with Nut and washers | item959 | 225 | No. |  |  |  | Excess(+) | 1 | Full Conversion | INR | [8 empty] | 0 | 0 | 0 | [29 empty] | 0 | 0 | #VALUE!
960 | Erection of 11kV TPMO complete set | item960 | 75 | No. |  |  |  | Excess(+) | 1 | Full Conversion | INR | [8 empty] | 0 | 0 | 0 | [29 empty] | 0 | 0 | #VALUE!
961 | Erection of 11kV DO Fuse Set (3 Phase) | item961 | 75 | Set |  |  |  | Excess(+) | 1 | Full Conversion | INR | [8 empty] | 0 | 0 | 0 | [29 empty] | 0 | 0 | #VALUE!
962 | Erection of 11kV Lightening Arrestor | item962 | 225 | No. |  |  |  | Excess(+) | 1 | Full Conversion | INR | [8 empty] | 0 | 0 | 0 | [29 empty] | 0 | 0 | #VALUE!
963 | G.I. Barbed Wire | item963 | 150 | Kg |  |  |  | Excess(+) | 1 | Full Conversion | INR | [8 empty] | 0 | 0 | 0 | [29 empty] | 0 | 0 | #VALUE!
964 | Fixing of 11kV MS Danger Board with clamp, bolts & nuts | item964 | 75 | No. |  |  |  | Excess(+) | 1 | Full Conversion | INR | [8 empty] | 0 | 0 | 0 | [29 empty] | 0 | 0 | #VALUE!
965 | Fixing of SMC Distribution box as per technical specifications for 3 Ph 100 KVA DTR | item965 | 75 | No. |  |  |  | Excess(+) | 1 | Full Conversion | INR | [8 empty] | 0 | 0 | 0 | [29 empty] | 0 | 0 | #VALUE!
966 | Erection of LT Stay Set (16 x 1800 mm) | item966 | 300 | No. |  |  |  | Excess(+) | 1 | Full Conversion | INR | [8 empty] | 0 | 0 | 0 | [29 empty] | 0 | 0 | #VALUE!
967 | Fixing of LT Stay Clamp with nut and bolt | item967 | 300 | Set |  |  |  | Excess(+) | 1 | Full Conversion | INR | [8 empty] | 0 | 0 | 0 | [29 empty] | 0 | 0 | #VALUE!
968 | Erection of Stay Wire 7/10 SWG | item968 | 1500 | Kg |  |  |  | Excess(+) | 1 | Full Conversion | INR | [8 empty] | 0 | 0 | 0 | [29 empty] | 0 | 0 | #VALUE!
969 | Fixing of LT Stay Insulator | item969 | 300 | Set |  |  |  | Excess(+) | 1 | Full Conversion | INR | [8 empty] | 0 | 0 | 0 | [29 empty] | 0 | 0 | #VALUE!
970 | Concreting of Stay set (16x 1800 mm) | item970 | 300 | No. |  |  |  | Excess(+) | 1 | Full Conversion | INR | [8 empty] | 0 | 0 | 0 | [29 empty] | 0 | 0 | #VALUE!
971 | Chemical Pipe Earthing (80 mm dia, 3 m long Pipe) | item971 | 225 | No. |  |  |  | Excess(+) | 1 | Full Conversion | INR | [8 empty] | 0 | 0 | 0 | [29 empty] | 0 | 0 | #VALUE!
972 | Aluminium L-Piece of size 400x60x10 mm for LT bushing rod of transformer | item972 | 300 | No. |  |  |  | Excess(+) | 1 | Full Conversion | INR | [8 empty] | 0 | 0 | 0 | [29 empty] | 0 | 0 | #VALUE!
973 | LT PVC Cable 3.5x150/70 Sq.mm. | item973 | 1875 | Mtr |  |  |  | Excess(+) | 1 | Full Conversion | INR | [8 empty] | 0 | 0 | 0 | [29 empty] | 0 | 0 | #VALUE!
974 | ACSR Weasel Conductor | item974 | 1.88 | Km. |  |  |  | Excess(+) | 1 | Full Conversion | INR | [8 empty] | 0 | 0 | 0 | [29 empty] | 0 | 0 | #VALUE!
975 | Fixing of Earthing coil (coil of 115 turns of 50 mm dia and 2.5mtrs lead of 4.0mm GI wire) | item975 | 150 | No. |  |  |  | Excess(+) | 1 | Full Conversion | INR | [8 empty] | 0 | 0 | 0 | [29 empty] | 0 | 0 | #VALUE!
976 | GI Wire 6 SWG | item976 | 30 | Kg |  |  |  | Excess(+) | 1 | Full Conversion | INR | [8 empty] | 0 | 0 | 0 | [29 empty] | 0 | 0 | #VALUE!
977 | GI Strip 25x3 mm | item977 | 750 | Kg |  |  |  | Excess(+) | 1 | Full Conversion | INR | [8 empty] | 0 | 0 | 0 | [29 empty] | 0 | 0 | #VALUE!
978 | GI Angle 100x50x2028mm (For Distribution box)) | item978 | 150 | No. |  |  |  | Excess(+) | 1 | Full Conversion | INR | [8 empty] | 0 | 0 | 0 | [29 empty] | 0 | 0 | #VALUE!
979 | Al. Crimping lugs 150 sq.mm. | item979 | 675 | No. |  |  |  | Excess(+) | 1 | Full Conversion | INR | [8 empty] | 0 | 0 | 0 | [29 empty] | 0 | 0 | #VALUE!
980 | Al. Crimping lugs 70 sq.mm. | item980 | 225 | No. |  |  |  | Excess(+) | 1 | Full Conversion | INR | [8 empty] | 0 | 0 | 0 | [29 empty] | 0 | 0 | #VALUE!
981 | Extra for Al. tape , binding wire, jointing sleeves, PG clamps etc. | item981 | 75 | L.S. |  |  |  | Excess(+) | 1 | Full Conversion | INR | [8 empty] | 0 | 0 | 0 | [29 empty] | 0 | 0 | #VALUE!
982 | Construction of new 63 KVA, 11/0.433kV Distribution Transformer S/S | item982 | 319 | No. |  |  |  | Excess(+) | 1 | Full Conversion | INR | [8 empty] | 0 | 0 | 0 | [29 empty] | 0 | 0 | #VALUE!
983 | Installation of 11/0.44 kV 63 KVA Transformer (Level-I) as per specified in T.S. | item983 | 319 | No. |  |  |  | Excess(+) | 1 | Full Conversion | INR | [8 empty] | 0 | 0 | 0 | [29 empty] | 0 | 0 | #VALUE!
984 | Erection of PCC Pole, 8.5 Mtr. Long | item984 | 638 | No. |  |  |  | Excess(+) | 1 | Full Conversion | INR | [8 empty] | 0 | 0 | 0 | [29 empty] | 0 | 0 | #VALUE!
985 | Stone Pad (300x300x75mm) | item985 | 638 | No. |  |  |  | Excess(+) | 1 | Full Conversion | INR | [8 empty] | 0 | 0 | 0 | [29 empty] | 0 | 0 | #VALUE!
986 | Concreting of Pole/Support (0.268 cu.M.) | item986 | 638 | No. |  |  |  | Excess(+) | 1 | Full Conversion | INR | [8 empty] | 0 | 0 | 0 | [29 empty] | 0 | 0 | #VALUE!
987 | GI Top Channel 125x65 mm, 2240 mm with clamp, bolts, nuts and washers | item987 | 319 | No. |  |  |  | Excess(+) | 1 | Full Conversion | INR | [8 empty] | 0 | 0 | 0 | [29 empty] | 0 | 0 | #VALUE!
988 | GI Channel 100x50x2028mm (For TPMO,LA and Fuse set) | item988 | 957 | No. |  |  |  | Excess(+) | 1 | Full Conversion | INR | [8 empty] | 0 | 0 | 0 | [29 empty] | 0 | 0 | #VALUE!
989 | Holding Clamps for Top Channel TPMO & Fuse Set etc. with nuts, bolts & washers | item989 | 3190 | No. |  |  |  | Excess(+) | 1 | Full Conversion | INR | [8 empty] | 0 | 0 | 0 | [29 empty] | 0 | 0 | #VALUE!
990 | GI Angle 75x75x6 mm, 2028 mm long with clamp for T/F base | item990 | 638 | No. |  |  |  | Excess(+) | 1 | Full Conversion | INR | [8 empty] | 0 | 0 | 0 | [29 empty] | 0 | 0 | #VALUE!
991 | GI Channel 125x65x6, 1300mm (Tee-off) | item991 | 319 | No. |  |  |  | Excess(+) | 1 | Full Conversion | INR | [8 empty] | 0 | 0 | 0 | [29 empty] | 0 | 0 | #VALUE!
992 | Clamp with nuts & bolts for 1300 mm long GI Channel | item992 | 319 | No. |  |  |  | Excess(+) | 1 | Full Conversion | INR | [8 empty] | 0 | 0 | 0 | [29 empty] | 0 | 0 | #VALUE!
993 | Erection of 11kV Polymer Disc Insulator T&C type 45 KN | item993 | 957 | No. |  |  |  | Excess(+) | 1 | Full Conversion | INR | [8 empty] | 0 | 0 | 0 | [29 empty] | 0 | 0 | #VALUE!
994 | Disc Fittings T&C type 45 KN | item994 | 957 | No. |  |  |  | Excess(+) | 1 | Full Conversion | INR | [8 empty] | 0 | 0 | 0 | [29 empty] | 0 | 0 | #VALUE!
995 | Erection of 11 KV Composite Polymer Pin Insulator with Nut and washers | item995 | 957 | No. |  |  |  | Excess(+) | 1 | Full Conversion | INR | [8 empty] | 0 | 0 | 0 | [29 empty] | 0 | 0 | #VALUE!
996 | Erection of 11kV TPMO complete set | item996 | 319 | No. |  |  |  | Excess(+) | 1 | Full Conversion | INR | [8 empty] | 0 | 0 | 0 | [29 empty] | 0 | 0 | #VALUE!
997 | Erection of 11kV DO Fuse Set (3 Phase) | item997 | 319 | Set |  |  |  | Excess(+) | 1 | Full Conversion | INR | [8 empty] | 0 | 0 | 0 | [29 empty] | 0 | 0 | #VALUE!
998 | Erection of 11kV Lightening Arrestor | item998 | 957 | No. |  |  |  | Excess(+) | 1 | Full Conversion | INR | [8 empty] | 0 | 0 | 0 | [29 empty] | 0 | 0 | #VALUE!
999 | G.I. Barbed Wire | item999 | 638 | Kg |  |  |  | Excess(+) | 1 | Full Conversion | INR | [8 empty] | 0 | 0 | 0 | [29 empty] | 0 | 0 | #VALUE!
1000 | Fixing of 11kV MS Danger Board with clamp, bolts & nuts | item1000 | 319 | No. |  |  |  | Excess(+) | 1 | Full Conversion | INR | [8 empty] | 0 | 0 | 0 | [29 empty] | 0 | 0 | #VALUE!
1001 | Fixing of SMC Distribution box as per technical specifications for 3 Ph 63 KVA DTR | item1001 | 319 | No. |  |  |  | Excess(+) | 1 | Full Conversion | INR | [8 empty] | 0 | 0 | 0 | [29 empty] | 0 | 0 | #VALUE!
1002 | Erection of LT Stay Set (16 x 1800 mm) | item1002 | 1276 | No. |  |  |  | Excess(+) | 1 | Full Conversion | INR | [8 empty] | 0 | 0 | 0 | [29 empty] | 0 | 0 | #VALUE!
1003 | Fixing of LT Stay Clamp with nut and bolt | item1003 | 1276 | Set |  |  |  | Excess(+) | 1 | Full Conversion | INR | [8 empty] | 0 | 0 | 0 | [29 empty] | 0 | 0 | #VALUE!
1004 | Erection of Stay Wire 7/10 SWG | item1004 | 6380 | Kg |  |  |  | Excess(+) | 1 | Full Conversion | INR | [8 empty] | 0 | 0 | 0 | [29 empty] | 0 | 0 | #VALUE!
1005 | Fixing of LT Stay Insulator | item1005 | 1276 | Set |  |  |  | Excess(+) | 1 | Full Conversion | INR | [8 empty] | 0 | 0 | 0 | [29 empty] | 0 | 0 | #VALUE!
1006 | Concreting of Stay set (16x 1800 mm) | item1006 | 1276 | No. |  |  |  | Excess(+) | 1 | Full Conversion | INR | [8 empty] | 0 | 0 | 0 | [29 empty] | 0 | 0 | #VALUE!
1007 | Chemical Pipe Earthing (80 mm dia, 3 m long Pipe) | item1007 | 957 | No. |  |  |  | Excess(+) | 1 | Full Conversion | INR | [8 empty] | 0 | 0 | 0 | [29 empty] | 0 | 0 | #VALUE!
1008 | Aluminium L-Piece of size 400x60x10 mm for LT bushing rod of transformer | item1008 | 1276 | No. |  |  |  | Excess(+) | 1 | Full Conversion | INR | [8 empty] | 0 | 0 | 0 | [29 empty] | 0 | 0 | #VALUE!
1009 | LT PVC Cable 3.5x70/35 Sq.mm. | item1009 | 6380 | Mtr |  |  |  | Excess(+) | 1 | Full Conversion | INR | [8 empty] | 0 | 0 | 0 | [29 empty] | 0 | 0 | #VALUE!
1010 | ACSR Weasel Conductor | item1010 | 7.98 | Km. |  |  |  | Excess(+) | 1 | Full Conversion | INR | [8 empty] | 0 | 0 | 0 | [29 empty] | 0 | 0 | #VALUE!
1011 | Fixing of Earthing coil (coil of 115 turns of 50 mm dia and 2.5mtrs lead of 4.0mm GI wire) | item1011 | 638 | No. |  |  |  | Excess(+) | 1 | Full Conversion | INR | [8 empty] | 0 | 0 | 0 | [29 empty] | 0 | 0 | #VALUE!
1012 | GI Wire 6 SWG | item1012 | 127.6 | Kg |  |  |  | Excess(+) | 1 | Full Conversion | INR | [8 empty] | 0 | 0 | 0 | [29 empty] | 0 | 0 | #VALUE!
1013 | GI Strip 25x3 mm | item1013 | 3190 | Kg |  |  |  | Excess(+) | 1 | Full Conversion | INR | [8 empty] | 0 | 0 | 0 | [29 empty] | 0 | 0 | #VALUE!
1014 | GI Angle 100x50x2028mm (For Distribution box)) | item1014 | 638 | No. |  |  |  | Excess(+) | 1 | Full Conversion | INR | [8 empty] | 0 | 0 | 0 | [29 empty] | 0 | 0 | #VALUE!
1015 | Al. Crimping lugs 70 sq.mm. | item1015 | 2871 | No. |  |  |  | Excess(+) | 1 | Full Conversion | INR | [8 empty] | 0 | 0 | 0 | [29 empty] | 0 | 0 | #VALUE!
1016 | Al. Crimping lugs 35 sq.mm. | item1016 | 957 | No. |  |  |  | Excess(+) | 1 | Full Conversion | INR | [8 empty] | 0 | 0 | 0 | [29 empty] | 0 | 0 | #VALUE!
1017 | Extra for Al. tape , binding wire, jointing sleeves, PG clamps etc. | item1017 | 319 | L.S. |  |  |  | Excess(+) | 1 | Full Conversion | INR | [8 empty] | 0 | 0 | 0 | [29 empty] | 0 | 0 | #VALUE!
1018 | Construction of new 25 KVA, 11/0.433kV Distribution Transformer S/S | item1018 | 661 | No. |  |  |  | Excess(+) | 1 | Full Conversion | INR | [8 empty] | 0 | 0 | 0 | [29 empty] | 0 | 0 | #VALUE!
1019 | Installation of 11/0.44 kV 25 KVA Transformer (Level-I) as per specified in T.S. | item1019 | 661 | No. |  |  |  | Excess(+) | 1 | Full Conversion | INR | [8 empty] | 0 | 0 | 0 | [29 empty] | 0 | 0 | #VALUE!
1020 | Erection of PCC Pole, 8.5 Mtr. Long | item1020 | 1322 | No. |  |  |  | Excess(+) | 1 | Full Conversion | INR | [8 empty] | 0 | 0 | 0 | [29 empty] | 0 | 0 | #VALUE!
1021 | Stone Pad (300x300x75mm) | item1021 | 1322 | No. |  |  |  | Excess(+) | 1 | Full Conversion | INR | [8 empty] | 0 | 0 | 0 | [29 empty] | 0 | 0 | #VALUE!
1022 | Concreting of Pole/Support (0.268 cu.M.) | item1022 | 1322 | No. |  |  |  | Excess(+) | 1 | Full Conversion | INR | [8 empty] | 0 | 0 | 0 | [29 empty] | 0 | 0 | #VALUE!
1023 | GI Top Channel 125x65 mm, 2240 mm with clamp, bolts, nuts and washers | item1023 | 661 | No. |  |  |  | Excess(+) | 1 | Full Conversion | INR | [8 empty] | 0 | 0 | 0 | [29 empty] | 0 | 0 | #VALUE!
1024 | GI Channel 100x50x2028mm (For TPMO,LA and Fuse set) | item1024 | 1983 | No. |  |  |  | Excess(+) | 1 | Full Conversion | INR | [8 empty] | 0 | 0 | 0 | [29 empty] | 0 | 0 | #VALUE!
1025 | Holding Clamps for Top Channel TPMO & Fuse Set etc. with nuts, bolts & washers | item1025 | 6610 | No. |  |  |  | Excess(+) | 1 | Full Conversion | INR | [8 empty] | 0 | 0 | 0 | [29 empty] | 0 | 0 | #VALUE!
1026 | GI Angle 75x75x6 mm, 2028 mm long with clamp for T/F base | item1026 | 1322 | No. |  |  |  | Excess(+) | 1 | Full Conversion | INR | [8 empty] | 0 | 0 | 0 | [29 empty] | 0 | 0 | #VALUE!
1027 | GI Channel 125x65x6, 1300mm (Tee-off) | item1027 | 661 | No. |  |  |  | Excess(+) | 1 | Full Conversion | INR | [8 empty] | 0 | 0 | 0 | [29 empty] | 0 | 0 | #VALUE!
1028 | Clamp with nuts & bolts for 1300 mm long GI Channel | item1028 | 661 | No. |  |  |  | Excess(+) | 1 | Full Conversion | INR | [8 empty] | 0 | 0 | 0 | [29 empty] | 0 | 0 | #VALUE!
1029 | Erection of 11kV Polymer Disc Insulator T&C type 45 KN | item1029 | 1983 | No. |  |  |  | Excess(+) | 1 | Full Conversion | INR | [8 empty] | 0 | 0 | 0 | [29 empty] | 0 | 0 | #VALUE!
1030 | Disc Fittings T&C type 45 KN | item1030 | 1983 | No. |  |  |  | Excess(+) | 1 | Full Conversion | INR | [8 empty] | 0 | 0 | 0 | [29 empty] | 0 | 0 | #VALUE!
1031 | Erection of 11 KV Composite Polymer Pin Insulator with Nut and washers | item1031 | 1983 | No. |  |  |  | Excess(+) | 1 | Full Conversion | INR | [8 empty] | 0 | 0 | 0 | [29 empty] | 0 | 0 | #VALUE!
1032 | Erection of 11kV TPMO complete set | item1032 | 661 | No. |  |  |  | Excess(+) | 1 | Full Conversion | INR | [8 empty] | 0 | 0 | 0 | [29 empty] | 0 | 0 | #VALUE!
1033 | Erection of 11kV DO Fuse Set (3 Phase) | item1033 | 661 | Set |  |  |  | Excess(+) | 1 | Full Conversion | INR | [8 empty] | 0 | 0 | 0 | [29 empty] | 0 | 0 | #VALUE!
1034 | Erection of 11kV Lightening Arrestor | item1034 | 1983 | No. |  |  |  | Excess(+) | 1 | Full Conversion | INR | [8 empty] | 0 | 0 | 0 | [29 empty] | 0 | 0 | #VALUE!
1035 | G.I. Barbed Wire | item1035 | 1322 | Kg |  |  |  | Excess(+) | 1 | Full Conversion | INR | [8 empty] | 0 | 0 | 0 | [29 empty] | 0 | 0 | #VALUE!
1036 | Fixing of 11kV MS Danger Board with clamp, bolts & nuts | item1036 | 661 | No. |  |  |  | Excess(+) | 1 | Full Conversion | INR | [8 empty] | 0 | 0 | 0 | [29 empty] | 0 | 0 | #VALUE!
1037 | Fixing of SMC Distribution box as per technical specifications for 3 Ph 25 KVA DTR | item1037 | 661 | No. |  |  |  | Excess(+) | 1 | Full Conversion | INR | [8 empty] | 0 | 0 | 0 | [29 empty] | 0 | 0 | #VALUE!
1038 | Erection of LT Stay Set (16 x 1800 mm) | item1038 | 2644 | No. |  |  |  | Excess(+) | 1 | Full Conversion | INR | [8 empty] | 0 | 0 | 0 | [29 empty] | 0 | 0 | #VALUE!
1039 | Fixing of LT Stay Clamp with nut and bolt | item1039 | 2644 | Set |  |  |  | Excess(+) | 1 | Full Conversion | INR | [8 empty] | 0 | 0 | 0 | [29 empty] | 0 | 0 | #VALUE!
1040 | Erection of Stay Wire 7/10 SWG | item1040 | 13220 | Kg |  |  |  | Excess(+) | 1 | Full Conversion | INR | [8 empty] | 0 | 0 | 0 | [29 empty] | 0 | 0 | #VALUE!
1041 | Fixing of LT Stay Insulator | item1041 | 2644 | Set |  |  |  | Excess(+) | 1 | Full Conversion | INR | [8 empty] | 0 | 0 | 0 | [29 empty] | 0 | 0 | #VALUE!
1042 | Concreting of Stay set (16x 1800 mm) | item1042 | 2644 | No. |  |  |  | Excess(+) | 1 | Full Conversion | INR | [8 empty] | 0 | 0 | 0 | [29 empty] | 0 | 0 | #VALUE!
1043 | Chemical Pipe Earthing (80 mm dia, 3 m long Pipe) | item1043 | 1983 | No. |  |  |  | Excess(+) | 1 | Full Conversion | INR | [8 empty] | 0 | 0 | 0 | [29 empty] | 0 | 0 | #VALUE!
1044 | Aluminium L-Piece of size 400x60x10 mm for LT bushing rod of transformer | item1044 | 2644 | No. |  |  |  | Excess(+) | 1 | Full Conversion | INR | [8 empty] | 0 | 0 | 0 | [29 empty] | 0 | 0 | #VALUE!
1045 | LT XLPE insulated unarmoured 4x25 Sq. mm. Cable | item1045 | 6610 | Mtr |  |  |  | Excess(+) | 1 | Full Conversion | INR | [8 empty] | 0 | 0 | 0 | [29 empty] | 0 | 0 | #VALUE!
1046 | ACSR Weasel Conductor | item1046 | 16.53 | Km. |  |  |  | Excess(+) | 1 | Full Conversion | INR | [8 empty] | 0 | 0 | 0 | [29 empty] | 0 | 0 | #VALUE!
1047 | Fixing of Earthing coil (coil of 115 turns of 50 mm dia and 2.5mtrs lead of 4.0mm GI wire) | item1047 | 1322 | No. |  |  |  | Excess(+) | 1 | Full Conversion | INR | [8 empty] | 0 | 0 | 0 | [29 empty] | 0 | 0 | #VALUE!
1048 | GI Wire 6 SWG | item1048 | 264.4 | Kg |  |  |  | Excess(+) | 1 | Full Conversion | INR | [8 empty] | 0 | 0 | 0 | [29 empty] | 0 | 0 | #VALUE!
1049 | GI Strip 25x3 mm | item1049 | 6610 | Kg |  |  |  | Excess(+) | 1 | Full Conversion | INR | [8 empty] | 0 | 0 | 0 | [29 empty] | 0 | 0 | #VALUE!
1050 | GI Angle 100x50x2028mm (For Distribution box)) | item1050 | 1322 | No. |  |  |  | Excess(+) | 1 | Full Conversion | INR | [8 empty] | 0 | 0 | 0 | [29 empty] | 0 | 0 | #VALUE!
1051 | Al. Crimping lugs 25 sq.mm. | item1051 | 5288 | No. |  |  |  | Excess(+) | 1 | Full Conversion | INR | [8 empty] | 0 | 0 | 0 | [29 empty] | 0 | 0 | #VALUE!
1052 | Extra for Al. tape , binding wire, jointing sleeves, PG clamps etc. | item1052 | 661 | L.S. |  |  |  | Excess(+) | 1 | Full Conversion | INR | [8 empty] | 0 | 0 | 0 | [29 empty] | 0 | 0 | #VALUE!
1053 | Installation of 11 KV Outgoing VCB for Feeder Segreration | item1053 | 78 | No. |  |  |  | Excess(+) | 1 | Full Conversion | INR | [8 empty] | 0 | 0 | 0 | [29 empty] | 0 | 0 | #VALUE!
1054 | Installation of 11KV Outgoing CTR 400/200/5A 350 MVA | item1054 | 78 | No. |  |  |  | Excess(+) | 1 | Full Conversion | INR | [8 empty] | 0 | 0 | 0 | [29 empty] | 0 | 0 | #VALUE!
1055 | Rearrangement for connecting New 11 KV Switchgear with existing 11 KV Switchgears (Adopter Panel) | item1055 | 78 | No. |  |  |  | Excess(+) | 1 | Full Conversion | INR | [8 empty] | 0 | 0 | 0 | [29 empty] | 0 | 0 | #VALUE!
1056 | 11kV 3x185 mm2 XLPE Cable | item1056 | 4680 | Mtr |  |  |  | Excess(+) | 1 | Full Conversion | INR | [8 empty] | 0 | 0 | 0 | [29 empty] | 0 | 0 | #VALUE!
1057 | Laying of 11 KV Cable including cost of Sand & Bricks | item1057 | 4680 | Mtr |  |  |  | Excess(+) | 1 | Full Conversion | INR | [8 empty] | 0 | 0 | 0 | [29 empty] | 0 | 0 | #VALUE!
1058 | Heat Shrinkable outdoor type termination kit suitable for 11kV XLPE 3x185 Sq.mm. cable size | item1058 | 78 | Set |  |  |  | Excess(+) | 1 | Full Conversion | INR | [8 empty] | 0 | 0 | 0 | [29 empty] | 0 | 0 | #VALUE!
1059 | Heat Shrinkable indoor type termination kit suitable for 11kV XLPE 3x185 Sq.mm. cable size | item1059 | 78 | Set |  |  |  | Excess(+) | 1 | Full Conversion | INR | [8 empty] | 0 | 0 | 0 | [29 empty] | 0 | 0 | #VALUE!
1060 | Erection of 11 Mtr. Long Steel Tubular pole 410 SP 55 | item1060 | 312 | No. |  |  |  | Excess(+) | 1 | Full Conversion | INR | [8 empty] | 0 | 0 | 0 | [29 empty] | 0 | 0 | #VALUE!
1061 | GI Top Channel 100x50x2240 mm. | item1061 | 78 | No. |  |  |  | Excess(+) | 1 | Full Conversion | INR | [8 empty] | 0 | 0 | 0 | [29 empty] | 0 | 0 | #VALUE!
1062 | Stone Pad (300x300x75mm) | item1062 | 312 | No. |  |  |  | Excess(+) | 1 | Full Conversion | INR | [8 empty] | 0 | 0 | 0 | [29 empty] | 0 | 0 | #VALUE!
1063 | Erection of 11 KV Polymer Disc Insulator B&S type 70 KN | item1063 | 702 | No. |  |  |  | Excess(+) | 1 | Full Conversion | INR | [8 empty] | 0 | 0 | 0 | [29 empty] | 0 | 0 | #VALUE!
1064 | Disc Fitting B&S type 70 KN | item1064 | 702 | No. |  |  |  | Excess(+) | 1 | Full Conversion | INR | [8 empty] | 0 | 0 | 0 | [29 empty] | 0 | 0 | #VALUE!
1065 | Erection of 11 KV Composite Polymer Pin Insulator with Nut and washers | item1065 | 702 | No. |  |  |  | Excess(+) | 1 | Full Conversion | INR | [8 empty] | 0 | 0 | 0 | [29 empty] | 0 | 0 | #VALUE!
1066 | Fixing of P.G. Clamp for ACSR Dog/Raccoon | item1066 | 702 | No. |  |  |  | Excess(+) | 1 | Full Conversion | INR | [8 empty] | 0 | 0 | 0 | [29 empty] | 0 | 0 | #VALUE!
1067 | Erection of 11kV 'E' Bracket with N&B | item1067 | 702 | No. |  |  |  | Excess(+) | 1 | Full Conversion | INR | [8 empty] | 0 | 0 | 0 | [29 empty] | 0 | 0 | #VALUE!
1068 | Fixing of 11kV MS Number Plate for clamp with N&B | item1068 | 78 | No. |  |  |  | Excess(+) | 1 | Full Conversion | INR | [8 empty] | 0 | 0 | 0 | [29 empty] | 0 | 0 | #VALUE!
1069 | Fixing of 11kV MS Danger Board with clamp, bolts & nuts | item1069 | 78 | No. |  |  |  | Excess(+) | 1 | Full Conversion | INR | [8 empty] | 0 | 0 | 0 | [29 empty] | 0 | 0 | #VALUE!
1070 | GI Channel 125x65x2028 mm long (Dropper for fuse set) | item1070 | 312 | No. |  |  |  | Excess(+) | 1 | Full Conversion | INR | [8 empty] | 0 | 0 | 0 | [29 empty] | 0 | 0 | #VALUE!
1071 | Holding Clamps for Top Channel TPMO & Fuse Set etc. with nuts, bolts & washers | item1071 | 780 | No. |  |  |  | Excess(+) | 1 | Full Conversion | INR | [8 empty] | 0 | 0 | 0 | [29 empty] | 0 | 0 | #VALUE!
1072 | Erection of 11kV TPMO complete set | item1072 | 78 | No. |  |  |  | Excess(+) | 1 | Full Conversion | INR | [8 empty] | 0 | 0 | 0 | [29 empty] | 0 | 0 | #VALUE!
1073 | Erection of 11kV DO Fuse Set (3 Phase) | item1073 | 78 | No. |  |  |  | Excess(+) | 1 | Full Conversion | INR | [8 empty] | 0 | 0 | 0 | [29 empty] | 0 | 0 | #VALUE!
1074 | Erection of 11kV Lightening Arrestor | item1074 | 702 | No. |  |  |  | Excess(+) | 1 | Full Conversion | INR | [8 empty] | 0 | 0 | 0 | [29 empty] | 0 | 0 | #VALUE!
1075 | G.I. Barbed Wire | item1075 | 1248 | Kg |  |  |  | Excess(+) | 1 | Full Conversion | INR | [8 empty] | 0 | 0 | 0 | [29 empty] | 0 | 0 | #VALUE!
1076 | Aluminium Binding Wire - 6 SWG | item1076 | 78 | Kg |  |  |  | Excess(+) | 1 | Full Conversion | INR | [8 empty] | 0 | 0 | 0 | [29 empty] | 0 | 0 | #VALUE!
1077 | Painting of ST Pole with Aluminium Paint | item1077 | 312 | No. |  |  |  | Excess(+) | 1 | Full Conversion | INR | [8 empty] | 0 | 0 | 0 | [29 empty] | 0 | 0 | #VALUE!
1078 | Painting of ST Pole with Red Oxide Paint | item1078 | 312 | No. |  |  |  | Excess(+) | 1 | Full Conversion | INR | [8 empty] | 0 | 0 | 0 | [29 empty] | 0 | 0 | #VALUE!
1079 | Erection of 11 KV Stay Set (16 x 1800 mm) | item1079 | 1248 | No. |  |  |  | Excess(+) | 1 | Full Conversion | INR | [8 empty] | 0 | 0 | 0 | [29 empty] | 0 | 0 | #VALUE!
1080 | Fixing of 11 KV Stay Clamp with nut and bolt | item1080 | 1248 | Set |  |  |  | Excess(+) | 1 | Full Conversion | INR | [8 empty] | 0 | 0 | 0 | [29 empty] | 0 | 0 | #VALUE!
1081 | Erection of Stay Wire 7/10 SWG | item1081 | 6240 | Kg |  |  |  | Excess(+) | 1 | Full Conversion | INR | [8 empty] | 0 | 0 | 0 | [29 empty] | 0 | 0 | #VALUE!
1082 | Fixing of 11 KV Stay Insulator | item1082 | 1248 | Set |  |  |  | Excess(+) | 1 | Full Conversion | INR | [8 empty] | 0 | 0 | 0 | [29 empty] | 0 | 0 | #VALUE!
1083 | Concreting of Stay set (16x 1800 mm) | item1083 | 1248 | No. |  |  |  | Excess(+) | 1 | Full Conversion | INR | [8 empty] | 0 | 0 | 0 | [29 empty] | 0 | 0 | #VALUE!
1084 | Concreting of Pole/Support (0.44 cu.M.) | item1084 | 312 | No. |  |  |  | Excess(+) | 1 | Full Conversion | INR | [8 empty] | 0 | 0 | 0 | [29 empty] | 0 | 0 | #VALUE!
1085 | Fixing of Earthing coil (coil of 115 turns of 50 mm dia and 2.5mtrs lead of 4.0mm GI wire) | item1085 | 312 | No. |  |  |  | Excess(+) | 1 | Full Conversion | INR | [8 empty] | 0 | 0 | 0 | [29 empty] | 0 | 0 | #VALUE!
1086 | GI Strip 50x6 mm | item1086 | 10860.72 | Kg |  |  |  | Excess(+) | 1 | Full Conversion | INR | [8 empty] | 0 | 0 | 0 | [29 empty] | 0 | 0 | #VALUE!
1087 | GI Wire 6 SWG | item1087 | 12.48 | Kg |  |  |  | Excess(+) | 1 | Full Conversion | INR | [8 empty] | 0 | 0 | 0 | [29 empty] | 0 | 0 | #VALUE!
1088 | G.I. Pipe 6" dia . | item1088 | 702 | Mtr |  |  |  | Excess(+) | 1 | Full Conversion | INR | [8 empty] | 0 | 0 | 0 | [29 empty] | 0 | 0 | #VALUE!
1089 | Control Room Extension | item1089 | 47 | No. |  |  |  | Excess(+) | 1 | Full Conversion | INR | [8 empty] | 0 | 0 | 0 | [29 empty] | 0 | 0 | #VALUE!
1090 | Extension of existing substation control room building,Control Room size 6x6 mtrs.( as per annexure attached in tender documents.) | item1090 | 47 | No. |  |  |  | Excess(+) | 1 | Full Conversion | INR | [8 empty] | 0 | 0 | 0 | [29 empty] | 0 | 0 | #VALUE!
1091 | 11 KV Railway Crossing | item1091 | 12 | No. |  |  |  | Excess(+) | 1 | Full Conversion | INR | [8 empty] | 0 | 0 | 0 | [29 empty] | 0 | 0 | #VALUE!
1092 | Heat Shrinkable outdoor type termination kit suitable for 11kV XLPE 3x185 Sq.mm. cable size | item1092 | 48 | Set |  |  |  | Excess(+) | 1 | Full Conversion | INR | [8 empty] | 0 | 0 | 0 | [29 empty] | 0 | 0 | #VALUE!
1093 | HDPE Pipe for Cable laying (Pipe to be laid by HDD Method) (For Railway Crossing /Road Crossing) | item1093 | 960 | Mtr |  |  |  | Excess(+) | 1 | Full Conversion | INR | [8 empty] | 0 | 0 | 0 | [29 empty] | 0 | 0 | #VALUE!
1094 | Digging of trench by excavation of earth, laying of bricks to cover the vable and filling of sand & earth ramming and dressing properly with | item1094 | 1200 | Mtr |  |  |  | Excess(+) | 1 | Full Conversion | INR | [8 empty] | 0 | 0 | 0 | [29 empty] | 0 | 0 | #VALUE!
1095 | Laying of 3x185 sq. mm. 11 KV XLPE Insulated Cable underground in HDPE Pipe/ trenches/Riser | item1095 | 3600 | Mtr |  |  |  | Excess(+) | 1 | Full Conversion | INR | [8 empty] | 0 | 0 | 0 | [29 empty] | 0 | 0 | #VALUE!
1096 | Cable Route Marker | item1096 | 24 | No. |  |  |  | Excess(+) | 1 | Full Conversion | INR | [8 empty] | 0 | 0 | 0 | [29 empty] | 0 | 0 | #VALUE!
1097 | G.I. Pipe 6" dia . | item1097 | 144 | Mtr |  |  |  | Excess(+) | 1 | Full Conversion | INR | [8 empty] | 0 | 0 | 0 | [29 empty] | 0 | 0 | #VALUE!
1098 | Erection of 11 Mtr. Long Steel Tubular pole 410 SP 55 | item1098 | 48 | No. |  |  |  | Excess(+) | 1 | Full Conversion | INR | [8 empty] | 0 | 0 | 0 | [29 empty] | 0 | 0 | #VALUE!
1099 | Stone Pad (300x300x75mm) | item1099 | 48 | No. |  |  |  | Excess(+) | 1 | Full Conversion | INR | [8 empty] | 0 | 0 | 0 | [29 empty] | 0 | 0 | #VALUE!
1100 | GI Angle 65x65x6 mm, 2700 mm long bracing complete with 4 clamps, Nut, bolt and washers | item1100 | 48 | No. |  |  |  | Excess(+) | 1 | Full Conversion | INR | [8 empty] | 0 | 0 | 0 | [29 empty] | 0 | 0 | #VALUE!
1101 | GI Top Channel 125x65 mm, 2240 mm with clamp, bolts, nuts and washers | item1101 | 24 | No. |  |  |  | Excess(+) | 1 | Full Conversion | INR | [8 empty] | 0 | 0 | 0 | [29 empty] | 0 | 0 | #VALUE!
1102 | Erection of 11 KV Polymer Disc Insulator B&S type 70 KN | item1102 | 72 | No. |  |  |  | Excess(+) | 1 | Full Conversion | INR | [8 empty] | 0 | 0 | 0 | [29 empty] | 0 | 0 | #VALUE!
1103 | Disc Fitting B&S type 70 KN | item1103 | 72 | No. |  |  |  | Excess(+) | 1 | Full Conversion | INR | [8 empty] | 0 | 0 | 0 | [29 empty] | 0 | 0 | #VALUE!
1104 | Fixing of P.G. Clamp for ACSR Dog/Raccoon | item1104 | 144 | No. |  |  |  | Excess(+) | 1 | Full Conversion | INR | [8 empty] | 0 | 0 | 0 | [29 empty] | 0 | 0 | #VALUE!
1105 | Fixing of 11kV MS Number Plate for clamp with N&B | item1105 | 24 | No. |  |  |  | Excess(+) | 1 | Full Conversion | INR | [8 empty] | 0 | 0 | 0 | [29 empty] | 0 | 0 | #VALUE!
1106 | Fixing of 11kV MS Danger Board with clamp, bolts & nuts | item1106 | 24 | No. |  |  |  | Excess(+) | 1 | Full Conversion | INR | [8 empty] | 0 | 0 | 0 | [29 empty] | 0 | 0 | #VALUE!
1107 | G.I. Barbed Wire | item1107 | 96 | Kg |  |  |  | Excess(+) | 1 | Full Conversion | INR | [8 empty] | 0 | 0 | 0 | [29 empty] | 0 | 0 | #VALUE!
1108 | Aluminium Binding Wire - 6 SWG | item1108 | 24 | Kg |  |  |  | Excess(+) | 1 | Full Conversion | INR | [8 empty] | 0 | 0 | 0 | [29 empty] | 0 | 0 | #VALUE!
1109 | Painting of ST Pole with Aluminium Paint | item1109 | 48 | No. |  |  |  | Excess(+) | 1 | Full Conversion | INR | [8 empty] | 0 | 0 | 0 | [29 empty] | 0 | 0 | #VALUE!
1110 | Painting of ST Pole with Red Oxide Paint | item1110 | 48 | No. |  |  |  | Excess(+) | 1 | Full Conversion | INR | [8 empty] | 0 | 0 | 0 | [29 empty] | 0 | 0 | #VALUE!
1111 | Erection of 11 KVStay Set (16 x 1800 mm) | item1111 | 96 | No. |  |  |  | Excess(+) | 1 | Full Conversion | INR | [8 empty] | 0 | 0 | 0 | [29 empty] | 0 | 0 | #VALUE!
1112 | Fixing of 11 KV Stay Clamp with nut and bolt | item1112 | 96 | Set |  |  |  | Excess(+) | 1 | Full Conversion | INR | [8 empty] | 0 | 0 | 0 | [29 empty] | 0 | 0 | #VALUE!
1113 | Erection of Stay Wire 7/10 SWG | item1113 | 480 | Kg |  |  |  | Excess(+) | 1 | Full Conversion | INR | [8 empty] | 0 | 0 | 0 | [29 empty] | 0 | 0 | #VALUE!
1114 | Fixing of 11 KV Stay Insulator | item1114 | 96 | Set |  |  |  | Excess(+) | 1 | Full Conversion | INR | [8 empty] | 0 | 0 | 0 | [29 empty] | 0 | 0 | #VALUE!
1115 | Concreting of Stay set (16x 1800 mm) | item1115 | 96 | No. |  |  |  | Excess(+) | 1 | Full Conversion | INR | [8 empty] | 0 | 0 | 0 | [29 empty] | 0 | 0 | #VALUE!
1116 | Fixing of Earthing coil (coil of 115 turns of 50 mm dia and 2.5mtrs lead of 4.0mm GI wire) | item1116 | 48 | No. |  |  |  | Excess(+) | 1 | Full Conversion | INR | [8 empty] | 0 | 0 | 0 | [29 empty] | 0 | 0 | #VALUE!
1117 | GI Wire 6 SWG | item1117 | 9.6 | Kg |  |  |  | Excess(+) | 1 | Full Conversion | INR | [8 empty] | 0 | 0 | 0 | [29 empty] | 0 | 0 | #VALUE!
1118 | Concreting of Pole/Support (0.44 cu.M.) | item1118 | 48 | No. |  |  |  | Excess(+) | 1 | Full Conversion | INR | [8 empty] | 0 | 0 | 0 | [29 empty] | 0 | 0 | #VALUE!
1119 | Railway Crossing Documentation, Land and Approval Fee etc. (Payment shall be done as per actual) | item1119 | 12 | Job |  |  |  | Excess(+) | 1 | Full Conversion | INR | [8 empty] | 0 | 0 | 0 | [29 empty] | 0 | 0 | #VALUE!
1120 | NHAI/State Highway Crossing | item1120 | 23 | No. |  |  |  | Excess(+) | 1 | Full Conversion | INR | [8 empty] | 0 | 0 | 0 | [29 empty] | 0 | 0 | #VALUE!
1121 | Heat Shrinkable outdoor type termination kit suitable for 11kV XLPE 3x185 Sq.mm. cable size | item1121 | 92 | Set |  |  |  | Excess(+) | 1 | Full Conversion | INR | [8 empty] | 0 | 0 | 0 | [29 empty] | 0 | 0 | #VALUE!
1122 | HDPE Pipe for Cable laying (Pipe to be laid by HDD Method) (For Railway Crossing /Road Crossing) | item1122 | 1840 | Mtr |  |  |  | Excess(+) | 1 | Full Conversion | INR | [8 empty] | 0 | 0 | 0 | [29 empty] | 0 | 0 | #VALUE!
1123 | Digging of trench by excavation of earth, laying of bricks to cover the vable and filling of sand & earth ramming and dressing properly with | item1123 | 2300 | Mtr |  |  |  | Excess(+) | 1 | Full Conversion | INR | [8 empty] | 0 | 0 | 0 | [29 empty] | 0 | 0 | #VALUE!
1124 | Laying of 3x185 sq. mm. 11 KV XLPE Insulated Cable underground in HDPE Pipe/ trenches/Riser | item1124 | 6900 | Mtr |  |  |  | Excess(+) | 1 | Full Conversion | INR | [8 empty] | 0 | 0 | 0 | [29 empty] | 0 | 0 | #VALUE!
1125 | Cable Route Marker | item1125 | 46 | No. |  |  |  | Excess(+) | 1 | Full Conversion | INR | [8 empty] | 0 | 0 | 0 | [29 empty] | 0 | 0 | #VALUE!
1126 | G.I. Pipe 6" dia . | item1126 | 276 | Mtr |  |  |  | Excess(+) | 1 | Full Conversion | INR | [8 empty] | 0 | 0 | 0 | [29 empty] | 0 | 0 | #VALUE!
1127 | Erection of 11 Mtr. Long Steel Tubular pole 410 SP 55 | item1127 | 92 | No. |  |  |  | Excess(+) | 1 | Full Conversion | INR | [8 empty] | 0 | 0 | 0 | [29 empty] | 0 | 0 | #VALUE!
1128 | Stone Pad (300x300x75mm) | item1128 | 92 | No. |  |  |  | Excess(+) | 1 | Full Conversion | INR | [8 empty] | 0 | 0 | 0 | [29 empty] | 0 | 0 | #VALUE!
1129 | GI Angle 65x65x6 mm, 2700 mm long bracing complete with 4 clamps, Nut, bolt and washers | item1129 | 92 | No. |  |  |  | Excess(+) | 1 | Full Conversion | INR | [8 empty] | 0 | 0 | 0 | [29 empty] | 0 | 0 | #VALUE!
1130 | GI Top Channel 125x65 mm, 2240 mm with clamp, bolts, nuts and washers | item1130 | 46 | No. |  |  |  | Excess(+) | 1 | Full Conversion | INR | [8 empty] | 0 | 0 | 0 | [29 empty] | 0 | 0 | #VALUE!
1131 | Erection of 11 KV Polymer Disc Insulator B&S type 70 KN | item1131 | 138 | No. |  |  |  | Excess(+) | 1 | Full Conversion | INR | [8 empty] | 0 | 0 | 0 | [29 empty] | 0 | 0 | #VALUE!
1132 | Disc Fitting B&S type 70 KN | item1132 | 138 | No. |  |  |  | Excess(+) | 1 | Full Conversion | INR | [8 empty] | 0 | 0 | 0 | [29 empty] | 0 | 0 | #VALUE!
1133 | Fixing of P.G. Clamp for ACSR Dog/Raccoon | item1133 | 276 | No. |  |  |  | Excess(+) | 1 | Full Conversion | INR | [8 empty] | 0 | 0 | 0 | [29 empty] | 0 | 0 | #VALUE!
1134 | Fixing of 11kV MS Number Plate for clamp with N&B | item1134 | 46 | No. |  |  |  | Excess(+) | 1 | Full Conversion | INR | [8 empty] | 0 | 0 | 0 | [29 empty] | 0 | 0 | #VALUE!
1135 | Fixing of 11kV MS Danger Board with clamp, bolts & nuts | item1135 | 46 | No. |  |  |  | Excess(+) | 1 | Full Conversion | INR | [8 empty] | 0 | 0 | 0 | [29 empty] | 0 | 0 | #VALUE!
1136 | G.I. Barbed Wire | item1136 | 184 | Kg |  |  |  | Excess(+) | 1 | Full Conversion | INR | [8 empty] | 0 | 0 | 0 | [29 empty] | 0 | 0 | #VALUE!
1137 | Aluminium Binding Wire - 6 SWG | item1137 | 46 | Kg |  |  |  | Excess(+) | 1 | Full Conversion | INR | [8 empty] | 0 | 0 | 0 | [29 empty] | 0 | 0 | #VALUE!
1138 | Painting of ST Pole with Aluminium Paint | item1138 | 92 | No. |  |  |  | Excess(+) | 1 | Full Conversion | INR | [8 empty] | 0 | 0 | 0 | [29 empty] | 0 | 0 | #VALUE!
1139 | Painting of ST Pole with Red Oxide Paint | item1139 | 92 | No. |  |  |  | Excess(+) | 1 | Full Conversion | INR | [8 empty] | 0 | 0 | 0 | [29 empty] | 0 | 0 | #VALUE!
1140 | Erection of 11 KV Stay Set (16 x 1800 mm) | item1140 | 184 | No. |  |  |  | Excess(+) | 1 | Full Conversion | INR | [8 empty] | 0 | 0 | 0 | [29 empty] | 0 | 0 | #VALUE!
1141 | Fixing of 11 KV Stay Clamp with nut and bolt | item1141 | 184 | Set |  |  |  | Excess(+) | 1 | Full Conversion | INR | [8 empty] | 0 | 0 | 0 | [29 empty] | 0 | 0 | #VALUE!
1142 | Erection of Stay Wire 7/10 SWG | item1142 | 920 | Kg |  |  |  | Excess(+) | 1 | Full Conversion | INR | [8 empty] | 0 | 0 | 0 | [29 empty] | 0 | 0 | #VALUE!
1143 | Fixing of 11 KV Stay Insulator | item1143 | 184 | Set |  |  |  | Excess(+) | 1 | Full Conversion | INR | [8 empty] | 0 | 0 | 0 | [29 empty] | 0 | 0 | #VALUE!
1144 | Concreting of Stay set (16x 1800 mm) | item1144 | 184 | No. |  |  |  | Excess(+) | 1 | Full Conversion | INR | [8 empty] | 0 | 0 | 0 | [29 empty] | 0 | 0 | #VALUE!
1145 | Fixing of Earthing coil (coil of 115 turns of 50 mm dia and 2.5mtrs lead of 4.0mm GI wire) | item1145 | 92 | No. |  |  |  | Excess(+) | 1 | Full Conversion | INR | [8 empty] | 0 | 0 | 0 | [29 empty] | 0 | 0 | #VALUE!
1146 | GI Wire 6 SWG | item1146 | 18.4 | Kg |  |  |  | Excess(+) | 1 | Full Conversion | INR | [8 empty] | 0 | 0 | 0 | [29 empty] | 0 | 0 | #VALUE!
1147 | Concreting of Pole/Support (0.44 cu.M.) | item1147 | 92 | No. |  |  |  | Excess(+) | 1 | Full Conversion | INR | [8 empty] | 0 | 0 | 0 | [29 empty] | 0 | 0 | #VALUE!
1148 | NHAI/State highway crossing documentation, land charges and approval fee etc. (Payment shall be done as per actual) | item1148 | 23 | Job |  |  |  | Excess(+) | 1 | Full Conversion | INR | [8 empty] | 0 | 0 | 0 | [29 empty] | 0 | 0 | #VALUE!
1149 | Road Restoration charges | item1149 | 3.45 | Km. |  |  |  | Excess(+) | 1 | Full Conversion | INR | [8 empty] | 0 | 0 | 0 | [29 empty] | 0 | 0 | #VALUE!
1150 | Requirement of Extra AB Cable for New additional Ckt at DTs | item1150 | 1146.29 | Km. |  |  |  | Excess(+) | 1 | Full Conversion | INR | [8 empty] | 0 | 0 | 0 | [29 empty] | 0 | 0 | #VALUE!
1151 | Construction of New LT Line on (3x50 + 1x35 +1x16)sq. mm LT ABC Cable | item1151 | 242.73 | Km. |  |  |  | Excess(+) | 1 | Full Conversion | INR | [8 empty] | 0 | 0 | 0 | [29 empty] | 0 | 0 | #VALUE!
1152 | Erection of PCC Pole, 8.5 Mtr. Long | item1152 | 6068 | No. |  |  |  | Excess(+) | 1 | Full Conversion | INR | [8 empty] | 0 | 0 | 0 | [29 empty] | 0 | 0 | #VALUE!
1153 | Erection of 11 Mtr. Long Steel Tubular pole 410 SP 55 | item1153 | 1214 | No. |  |  |  | Excess(+) | 1 | Full Conversion | INR | [8 empty] | 0 | 0 | 0 | [29 empty] | 0 | 0 | #VALUE!
1154 | Stone Pad (300x300x75mm) | item1154 | 7282 | No. |  |  |  | Excess(+) | 1 | Full Conversion | INR | [8 empty] | 0 | 0 | 0 | [29 empty] | 0 | 0 | #VALUE!
1155 | Concreting of Pole/Support (0.268 cu.M.) | item1155 | 6068 | No. |  |  |  | Excess(+) | 1 | Full Conversion | INR | [8 empty] | 0 | 0 | 0 | [29 empty] | 0 | 0 | #VALUE!
1156 | Concreting of Pole/Support (0.44 cu.M.) | item1156 | 1214 | No. |  |  |  | Excess(+) | 1 | Full Conversion | INR | [8 empty] | 0 | 0 | 0 | [29 empty] | 0 | 0 | #VALUE!
1157 | Fixing of Earthing coil (coil of 115 turns of 50 mm dia and 2.5mtrs lead of 4.0mm GI wire) | item1157 | 2427 | No. |  |  |  | Excess(+) | 1 | Full Conversion | INR | [8 empty] | 0 | 0 | 0 | [29 empty] | 0 | 0 | #VALUE!
1158 | GI Wire 6 SWG | item1158 | 485.46 | Kg |  |  |  | Excess(+) | 1 | Full Conversion | INR | [8 empty] | 0 | 0 | 0 | [29 empty] | 0 | 0 | #VALUE!
1159 | Erection of LT Stay Set (16 x 1800 mm) | item1159 | 2427 | No. |  |  |  | Excess(+) | 1 | Full Conversion | INR | [8 empty] | 0 | 0 | 0 | [29 empty] | 0 | 0 | #VALUE!
1160 | Fixing of LT Stay Clamp with nut and bolt | item1160 | 2427 | Set |  |  |  | Excess(+) | 1 | Full Conversion | INR | [8 empty] | 0 | 0 | 0 | [29 empty] | 0 | 0 | #VALUE!
1161 | Erection of Stay Wire 7/10 SWG | item1161 | 12136.5 | Kg |  |  |  | Excess(+) | 1 | Full Conversion | INR | [8 empty] | 0 | 0 | 0 | [29 empty] | 0 | 0 | #VALUE!
1162 | Fixing of LT Stay Insulator | item1162 | 2427 | Set |  |  |  | Excess(+) | 1 | Full Conversion | INR | [8 empty] | 0 | 0 | 0 | [29 empty] | 0 | 0 | #VALUE!
1163 | Concreting of stay set (16x 1800 mm) | item1163 | 2427 | No. |  |  |  | Excess(+) | 1 | Full Conversion | INR | [8 empty] | 0 | 0 | 0 | [29 empty] | 0 | 0 | #VALUE!
1164 | Dead End clamps with I-Hook (Insulated) | item1164 | 2427 | No. |  |  |  | Excess(+) | 1 | Full Conversion | INR | [8 empty] | 0 | 0 | 0 | [29 empty] | 0 | 0 | #VALUE!
1165 | Fixing of Suspension Clamp with I-Hook | item1165 | 4855 | No. |  |  |  | Excess(+) | 1 | Full Conversion | INR | [8 empty] | 0 | 0 | 0 | [29 empty] | 0 | 0 | #VALUE!
1166 | Fixing of Pole clamps with nut and bolt | item1166 | 9709 | Set |  |  |  | Excess(+) | 1 | Full Conversion | INR | [8 empty] | 0 | 0 | 0 | [29 empty] | 0 | 0 | #VALUE!
1167 | LT Insulation Piercing Connectors of 120-50 sq. mm -50-35 sq. mm size for energizing distribution kiosk/box | item1167 | 15777 | No. |  |  |  | Excess(+) | 1 | Full Conversion | INR | [8 empty] | 0 | 0 | 0 | [29 empty] | 0 | 0 | #VALUE!
1168 | LT Insulation Piercing connectors (16 sq. mm -16 sq. mm) suitable for street light connection | item1168 | 6068 | No. |  |  |  | Excess(+) | 1 | Full Conversion | INR | [8 empty] | 0 | 0 | 0 | [29 empty] | 0 | 0 | #VALUE!
1169 | Fixing of SMC LT distribution boxes/kiosk, 3 phase on the LT Poles including all clamps & material required for mounting connections | item1169 | 4855 | No. |  |  |  | Excess(+) | 1 | Full Conversion | INR | [8 empty] | 0 | 0 | 0 | [29 empty] | 0 | 0 | #VALUE!
1170 | Stringing of LT ABC of 3x50+1x35+1x16 sq. mm | item1170 | 254.87 | Km. |  |  |  | Excess(+) | 1 | Full Conversion | INR | [8 empty] | 0 | 0 | 0 | [29 empty] | 0 | 0 | #VALUE!
1171 | 1x35 mm2 XLPE insulated AL. cable for energising the distribution boxes/kiosks. | item1171 | 24273 | Mtr |  |  |  | Excess(+) | 1 | Full Conversion | INR | [8 empty] | 0 | 0 | 0 | [29 empty] | 0 | 0 | #VALUE!
1172 | End cap for LT AB cable | item1172 | 2913 | No. |  |  |  | Excess(+) | 1 | Full Conversion | INR | [8 empty] | 0 | 0 | 0 | [29 empty] | 0 | 0 | #VALUE!
1173 | Fixing of PG Clamps | item1173 | 6068 | No. |  |  |  | Excess(+) | 1 | Full Conversion | INR | [8 empty] | 0 | 0 | 0 | [29 empty] | 0 | 0 | #VALUE!
1174 | 1x16 mm2 XLPE insulated Al. cable for energising the street light | item1174 | 4854.6 | Mtr |  |  |  | Excess(+) | 1 | Full Conversion | INR | [8 empty] | 0 | 0 | 0 | [29 empty] | 0 | 0 | #VALUE!
1175 | Construction of New LT line on (3x95 + 1x70 +1x16)sq. mm LT ABC Cable | item1175 | 307.01 | Km. |  |  |  | Excess(+) | 1 | Full Conversion | INR | [8 empty] | 0 | 0 | 0 | [29 empty] | 0 | 0 | #VALUE!
1176 | Erection of PCC Pole, 8.5 Mtr. Long | item1176 | 7675 | No. |  |  |  | Excess(+) | 1 | Full Conversion | INR | [8 empty] | 0 | 0 | 0 | [29 empty] | 0 | 0 | #VALUE!
1177 | Erection of 11 Mtr. Long Steel Tubular pole 410 SP 55 | item1177 | 1535 | No. |  |  |  | Excess(+) | 1 | Full Conversion | INR | [8 empty] | 0 | 0 | 0 | [29 empty] | 0 | 0 | #VALUE!
1178 | Stone Pad (300x300x75mm) | item1178 | 9210 | No. |  |  |  | Excess(+) | 1 | Full Conversion | INR | [8 empty] | 0 | 0 | 0 | [29 empty] | 0 | 0 | #VALUE!
1179 | Concreting of Pole/Support (0.268 cu.M.) | item1179 | 7675 | No. |  |  |  | Excess(+) | 1 | Full Conversion | INR | [8 empty] | 0 | 0 | 0 | [29 empty] | 0 | 0 | #VALUE!
1180 | Concreting of Pole/Support (0.44 cu.M.) | item1180 | 1535 | No. |  |  |  | Excess(+) | 1 | Full Conversion | INR | [8 empty] | 0 | 0 | 0 | [29 empty] | 0 | 0 | #VALUE!
1181 | Fixing of Earthing coil (coil of 115 turns of 50 mm dia and 2.5mtrs lead of 4.0mm GI wire) | item1181 | 3070 | No. |  |  |  | Excess(+) | 1 | Full Conversion | INR | [8 empty] | 0 | 0 | 0 | [29 empty] | 0 | 0 | #VALUE!
1182 | GI Wire 6 SWG | item1182 | 614.02 | Kg |  |  |  | Excess(+) | 1 | Full Conversion | INR | [8 empty] | 0 | 0 | 0 | [29 empty] | 0 | 0 | #VALUE!
1183 | Erection of LT Stay Set (16 x 1800 mm) | item1183 | 3070 | No. |  |  |  | Excess(+) | 1 | Full Conversion | INR | [8 empty] | 0 | 0 | 0 | [29 empty] | 0 | 0 | #VALUE!
1184 | Fixing of LT Stay Clamp with nut and bolt | item1184 | 3070 | Set |  |  |  | Excess(+) | 1 | Full Conversion | INR | [8 empty] | 0 | 0 | 0 | [29 empty] | 0 | 0 | #VALUE!
1185 | Erection of Stay Wire 7/10 SWG | item1185 | 15350.5 | Kg |  |  |  | Excess(+) | 1 | Full Conversion | INR | [8 empty] | 0 | 0 | 0 | [29 empty] | 0 | 0 | #VALUE!
1186 | Fixing of LT Stay Insulator | item1186 | 3070 | Set |  |  |  | Excess(+) | 1 | Full Conversion | INR | [8 empty] | 0 | 0 | 0 | [29 empty] | 0 | 0 | #VALUE!
1187 | Concreting of stay set (16x 1800 mm) | item1187 | 3070 | No. |  |  |  | Excess(+) | 1 | Full Conversion | INR | [8 empty] | 0 | 0 | 0 | [29 empty] | 0 | 0 | #VALUE!
1188 | Dead End clamps with I-Hook (Insulated) | item1188 | 3070 | No. |  |  |  | Excess(+) | 1 | Full Conversion | INR | [8 empty] | 0 | 0 | 0 | [29 empty] | 0 | 0 | #VALUE!
1189 | Fixing of Suspension Clamp with I-Hook | item1189 | 6140 | No. |  |  |  | Excess(+) | 1 | Full Conversion | INR | [8 empty] | 0 | 0 | 0 | [29 empty] | 0 | 0 | #VALUE!
1190 | Fixing of Pole clamps with nut and bolt | item1190 | 12280 | Set |  |  |  | Excess(+) | 1 | Full Conversion | INR | [8 empty] | 0 | 0 | 0 | [29 empty] | 0 | 0 | #VALUE!
1191 | Fixing of LT Insulation Piercing Connectors of 120-50 sq. mm -50-35 sq. mm size for energizing distribution kiosk/box | item1191 | 19956 | No. |  |  |  | Excess(+) | 1 | Full Conversion | INR | [8 empty] | 0 | 0 | 0 | [29 empty] | 0 | 0 | #VALUE!
1192 | Fixing of LT Insulation Piercing connectors (16 sq. mm -16 sq. mm) suitable for street light connection | item1192 | 7675 | No. |  |  |  | Excess(+) | 1 | Full Conversion | INR | [8 empty] | 0 | 0 | 0 | [29 empty] | 0 | 0 | #VALUE!
1193 | Fixing of SMC LT distribution boxes/kiosk, 3 phase on the LT Poles including all clamps & material required for mounting connections | item1193 | 6140 | No. |  |  |  | Excess(+) | 1 | Full Conversion | INR | [8 empty] | 0 | 0 | 0 | [29 empty] | 0 | 0 | #VALUE!
1194 | Stringing of LT ABC of 3x95+1x70+1x16 sq. mm | item1194 | 322.36 | Km. |  |  |  | Excess(+) | 1 | Full Conversion | INR | [8 empty] | 0 | 0 | 0 | [29 empty] | 0 | 0 | #VALUE!
1195 | 1x35 mm2 XLPE insulated AL. cable for energising the distribution boxes/kiosks. | item1195 | 30701 | Mtr |  |  |  | Excess(+) | 1 | Full Conversion | INR | [8 empty] | 0 | 0 | 0 | [29 empty] | 0 | 0 | #VALUE!
1196 | End cap for LT AB cable | item1196 | 3684 | No. |  |  |  | Excess(+) | 1 | Full Conversion | INR | [8 empty] | 0 | 0 | 0 | [29 empty] | 0 | 0 | #VALUE!
1197 | Fixing of PG Clamps | item1197 | 7675 | No. |  |  |  | Excess(+) | 1 | Full Conversion | INR | [8 empty] | 0 | 0 | 0 | [29 empty] | 0 | 0 | #VALUE!
1198 | 1x16 mm2 XLPE insulated Al. cable for energising the street light | item1198 | 6140.2 | Mtr |  |  |  | Excess(+) | 1 | Full Conversion | INR | [8 empty] | 0 | 0 | 0 | [29 empty] | 0 | 0 | #VALUE!
1199 | Construction of New LT line on (3x120 + 1x95 +1x16)sq. mm LT ABC Cable | item1199 | 596.55 | Km. |  |  |  | Excess(+) | 1 | Full Conversion | INR | [8 empty] | 0 | 0 | 0 | [29 empty] | 0 | 0 | #VALUE!
1200 | Erection of PCC Pole, 8.5 Mtr. Long | item1200 | 14914 | No. |  |  |  | Excess(+) | 1 | Full Conversion | INR | [8 empty] | 0 | 0 | 0 | [29 empty] | 0 | 0 | #VALUE!
1201 | Erection of 11 Mtr. Long Steel Tubular pole 410 SP 55 | item1201 | 2983 | No. |  |  |  | Excess(+) | 1 | Full Conversion | INR | [8 empty] | 0 | 0 | 0 | [29 empty] | 0 | 0 | #VALUE!
1202 | Stone Pad (300x300x75mm) | item1202 | 17897 | No. |  |  |  | Excess(+) | 1 | Full Conversion | INR | [8 empty] | 0 | 0 | 0 | [29 empty] | 0 | 0 | #VALUE!
1203 | Concreting of Pole/Support (0.268 cu.M.) | item1203 | 14914 | No. |  |  |  | Excess(+) | 1 | Full Conversion | INR | [8 empty] | 0 | 0 | 0 | [29 empty] | 0 | 0 | #VALUE!
1204 | Concreting of Pole/Support (0.44 cu.M.) | item1204 | 2983 | No. |  |  |  | Excess(+) | 1 | Full Conversion | INR | [8 empty] | 0 | 0 | 0 | [29 empty] | 0 | 0 | #VALUE!
1205 | Fixing of Earthing coil (coil of 115 turns of 50 mm dia and 2.5mtrs lead of 4.0mm GI wire) | item1205 | 5966 | No. |  |  |  | Excess(+) | 1 | Full Conversion | INR | [8 empty] | 0 | 0 | 0 | [29 empty] | 0 | 0 | #VALUE!
1206 | GI Wire 6 SWG | item1206 | 1193.1 | Kg |  |  |  | Excess(+) | 1 | Full Conversion | INR | [8 empty] | 0 | 0 | 0 | [29 empty] | 0 | 0 | #VALUE!
1207 | Erection of LT Stay Set (16 x 1800 mm) | item1207 | 5966 | No. |  |  |  | Excess(+) | 1 | Full Conversion | INR | [8 empty] | 0 | 0 | 0 | [29 empty] | 0 | 0 | #VALUE!
1208 | Fixing of LT Stay Clamp with nut and bolt | item1208 | 5966 | Set |  |  |  | Excess(+) | 1 | Full Conversion | INR | [8 empty] | 0 | 0 | 0 | [29 empty] | 0 | 0 | #VALUE!
1209 | Erection of Stay Wire 7/10 SWG | item1209 | 29827.5 | Kg |  |  |  | Excess(+) | 1 | Full Conversion | INR | [8 empty] | 0 | 0 | 0 | [29 empty] | 0 | 0 | #VALUE!
1210 | Fixing of LT Stay Insulator | item1210 | 5966 | Set |  |  |  | Excess(+) | 1 | Full Conversion | INR | [8 empty] | 0 | 0 | 0 | [29 empty] | 0 | 0 | #VALUE!
1211 | Concreting of stay set (16x 1800 mm) | item1211 | 5966 | No. |  |  |  | Excess(+) | 1 | Full Conversion | INR | [8 empty] | 0 | 0 | 0 | [29 empty] | 0 | 0 | #VALUE!
1212 | Dead End clamps with I-Hook (Insulated) | item1212 | 5966 | No. |  |  |  | Excess(+) | 1 | Full Conversion | INR | [8 empty] | 0 | 0 | 0 | [29 empty] | 0 | 0 | #VALUE!
1213 | Fixing of Suspension Clamp with I-Hook | item1213 | 11931 | No. |  |  |  | Excess(+) | 1 | Full Conversion | INR | [8 empty] | 0 | 0 | 0 | [29 empty] | 0 | 0 | #VALUE!
1214 | Fixing of Pole clamps with nut and bolt | item1214 | 23862 | Set |  |  |  | Excess(+) | 1 | Full Conversion | INR | [8 empty] | 0 | 0 | 0 | [29 empty] | 0 | 0 | #VALUE!
1215 | Fixing of LT Insulation Piercing Connectors of 120-50 sq. mm -50-35 sq. mm size for energizing distribution kiosk/box | item1215 | 38776 | No. |  |  |  | Excess(+) | 1 | Full Conversion | INR | [8 empty] | 0 | 0 | 0 | [29 empty] | 0 | 0 | #VALUE!
1216 | Fixing of LT Insulation Piercing connectors (16 sq. mm -16 sq. mm) suitable for street light connection | item1216 | 14914 | No. |  |  |  | Excess(+) | 1 | Full Conversion | INR | [8 empty] | 0 | 0 | 0 | [29 empty] | 0 | 0 | #VALUE!
1217 | Fixing of SMC LT distribution boxes/kiosk, 3 phase on the LT Poles including all clamps & material required for mounting connections | item1217 | 11931 | No. |  |  |  | Excess(+) | 1 | Full Conversion | INR | [8 empty] | 0 | 0 | 0 | [29 empty] | 0 | 0 | #VALUE!
1218 | Stringing of LT ABC of 3x120+1x95+1x16 sq. mm | item1218 | 626.38 | Km. |  |  |  | Excess(+) | 1 | Full Conversion | INR | [8 empty] | 0 | 0 | 0 | [29 empty] | 0 | 0 | #VALUE!
1219 | 1x35 mm2 XLPE insulated AL. cable for energising the distribution boxes/kiosks. | item1219 | 59655 | Mtr |  |  |  | Excess(+) | 1 | Full Conversion | INR | [8 empty] | 0 | 0 | 0 | [29 empty] | 0 | 0 | #VALUE!
1220 | End cap for LT AB cable | item1220 | 7159 | No. |  |  |  | Excess(+) | 1 | Full Conversion | INR | [8 empty] | 0 | 0 | 0 | [29 empty] | 0 | 0 | #VALUE!
1221 | Fixing of PG Clamps | item1221 | 14914 | No. |  |  |  | Excess(+) | 1 | Full Conversion | INR | [8 empty] | 0 | 0 | 0 | [29 empty] | 0 | 0 | #VALUE!
1222 | 1x16 mm2 XLPE insulated Al. cable for energising the street light | item1222 | 11931 | Mtr |  |  |  | Excess(+) | 1 | Full Conversion | INR | [8 empty] | 0 | 0 | 0 | [29 empty] | 0 | 0 | #VALUE!
1223 | Additional items that may be required for completion of work | item1223 | 1 | No. |  |  |  | Excess(+) | 1 | Full Conversion | INR | [8 empty] | 0 | 0 | 0 | [29 empty] | 0 | 0 | #VALUE!
1224 | 3x120 sq. mm 11 kV AB Cable | item1224 | 1 | Km. |  |  |  | Excess(+) | 1 | Full Conversion | INR | [8 empty] | 0 | 0 | 0 | [29 empty] | 0 | 0 | #VALUE!
1225 | 11kV Polymer Disc Insulator with Fitting for 11 KV ABC | item1225 | 1 | No. |  |  |  | Excess(+) | 1 | Full Conversion | INR | [8 empty] | 0 | 0 | 0 | [29 empty] | 0 | 0 | #VALUE!
1226 | 11kV Polymer Disc Insulators with I-Hook | item1226 | 1 | No. |  |  |  | Excess(+) | 1 | Full Conversion | INR | [8 empty] | 0 | 0 | 0 | [29 empty] | 0 | 0 | #VALUE!
1227 | Erection & concreting of Extra Stud Pole complete with clamps, | item1227 | 1 | No. |  |  |  | Excess(+) | 1 | Full Conversion | INR | [8 empty] | 0 | 0 | 0 | [29 empty] | 0 | 0 | #VALUE!
1228 | GI Channel 100 x 50 x 3200 mm unit with mounting clamps, Nut, Bolt and washers | item1228 | 1 | No. |  |  |  | Excess(+) | 1 | Full Conversion | INR | [8 empty] | 0 | 0 | 0 | [29 empty] | 0 | 0 | #VALUE!
1229 | GI Angle 50 x 50 x 6 mm, 3200 mm long with 2 Nos. clamps, required Nut, Bolt and washers | item1229 | 1 | No. |  |  |  | Excess(+) | 1 | Full Conversion | INR | [8 empty] | 0 | 0 | 0 | [29 empty] | 0 | 0 | #VALUE!
1230 | GI angle 65x65x6mm, 450 mm bracing set complete with clamps, Nut, bolt and washers | item1230 | 1 | No. |  |  |  | Excess(+) | 1 | Full Conversion | INR | [8 empty] | 0 | 0 | 0 | [29 empty] | 0 | 0 | #VALUE!
1231 | LT XLPE insulated unarmoured 1x50 Sq. mm. Cable | item1231 | 1 | Km. |  |  |  | Excess(+) | 1 | Full Conversion | INR | [8 empty] | 0 | 0 | 0 | [29 empty] | 0 | 0 | #VALUE!
1232 | Heat Shrinkable outdoor type termination kit suitable for 33kV XLPE 3x300 Sq. mm. cable size | item1232 | 1 | No. |  |  |  | Excess(+) | 1 | Full Conversion | INR | [8 empty] | 0 | 0 | 0 | [29 empty] | 0 | 0 | #VALUE!
1233 | Heat Shrinkable 1 ph. termination kit outdoor for 11 kV 3x120 Sq. mm. AB Cable | item1233 | 1 | No. |  |  |  | Excess(+) | 1 | Full Conversion | INR | [8 empty] | 0 | 0 | 0 | [29 empty] | 0 | 0 | #VALUE!
1234 | Laying of 3x300 sq. mm. 33 KV XLPE Insulated Cable underground in HDPE Pipe or trenches ( For Railway/Road Crossing) | item1234 | 1 | Km. |  |  |  | Excess(+) | 1 | Full Conversion | INR | [8 empty] | 0 | 0 | 0 | [29 empty] | 0 | 0 | #VALUE!
1235 | Drilling & Laying of HT Underground Cable using HDD method without using HDPE Pipe | item1235 | 1 | Km. |  |  |  | Excess(+) | 1 | Full Conversion | INR | [8 empty] | 0 | 0 | 0 | [29 empty] | 0 | 0 | #VALUE!
1236 | Loop Guard complete, 3-Phase | item1236 | 1 | No. |  |  |  | Excess(+) | 1 | Full Conversion | INR | [8 empty] | 0 | 0 | 0 | [29 empty] | 0 | 0 | #VALUE!
1237 | Spacers LT PVC | item1237 | 1 | No. |  |  |  | Excess(+) | 1 | Full Conversion | INR | [8 empty] | 0 | 0 | 0 | [29 empty] | 0 | 0 | #VALUE!
1238 | Mid Span Jointing Sleeves (95 sq. mm) | item1238 | 1 | No. |  |  |  | Excess(+) | 1 | Full Conversion | INR | [8 empty] | 0 | 0 | 0 | [29 empty] | 0 | 0 | #VALUE!
1239 | LT Insulation Piercing Connectors of 95/50 sq. mm - 70/35 sq. mm (For messenger wire jumpering & energizing DB neutral) | item1239 | 1 | No. |  |  |  | Excess(+) | 1 | Full Conversion | INR | [8 empty] | 0 | 0 | 0 | [29 empty] | 0 | 0 | #VALUE!
1240 | Fixing of On/Off switch for street light connections | item1240 | 1 | No. |  |  |  | Excess(+) | 1 | Full Conversion | INR | [8 empty] | 0 | 0 | 0 | [29 empty] | 0 | 0 | #VALUE!
1241 | Mounting of cable on DP structure(including loop and riser) | item1241 | 1 | Mtr |  |  |  | Excess(+) | 1 | Full Conversion | INR | [8 empty] | 0 | 0 | 0 | [29 empty] | 0 | 0 | #VALUE!
1242 | Height raising channel 100X50,2240 mm long | item1242 | 1 | No. |  |  |  | Excess(+) | 1 | Full Conversion | INR | [8 empty] | 0 | 0 | 0 | [29 empty] | 0 | 0 | #VALUE!
1243 | Back clamp for height raising channel holding clamps with bolts & nuts | item1243 | 1 | No. |  |  |  | Excess(+) | 1 | Full Conversion | INR | [8 empty] | 0 | 0 | 0 | [29 empty] | 0 | 0 | #VALUE!
1244 | Cable jointing kit straight through(3X185 sqmm) | item1244 | 1 | No. |  |  |  | Excess(+) | 1 | Full Conversion | INR | [8 empty] | 0 | 0 | 0 | [29 empty] | 0 | 0 | #VALUE!
1245 | Cable jointing kit straight through(3X300 sqmm) | item1245 | 1 | No. | 65 |  |  | Excess(+) | 1 | Full Conversion | INR | [8 empty] | 0 | 0 | 0 | [29 empty] | 0 | 0 | #VALUE! | 1.02 | Construction of chamber for 100mm sluice plates | item2 | 213 | Nos
1246 | Extra prefabricated GI items Like clamp,channel, angle with nut & Bolt | item1246 | 1 | MT | 75 |  |  | Excess(+) | 1 | Full Conversion | INR |  |  | 0 | [5 empty] | 0 | 0 | 0 | [29 empty] | 0 | 0 | #VALUE! | 2 | Construction of chamber for 100mm sluices valve | item3 | 10 | Nos
Total in Figures | [51 empty] | 0 | 0 | #VALUE! | 4 | Construction of chamber for 100mm sluice plates | item5 | 10 | Nos
Quoted Rate in Figures |  |  |  | Select | [7 empty] | % | [39 empty] | 0 | 0 | #VALUE!
Quoted Rate in Words |  | #VALUE!
Note on K13: gepadmin: 1. If you choose "Full Conversion" then Column BA (AMOUNT) and Column BB (TAXES) BOTH values will be convert based on selected Currency in (Column L). 2. If you choose "Partial Conversion" then Column BA (AMOUNT) only will be converted based on selected currency (Column L) and Column BB (TAXES) value (INR) will be added to the converted values.
Note on K14: gepadmin: 1. If you choose "Full Conversion" then Column BA (AMOUNT) and Column BB (TAXES) BOTH values will be convert based on selected Currency in (Column L). 2. If you choose "Partial Conversion" then Column BA (AMOUNT) only will be converted based on selected currency (Column L) and Column BB (TAXES) value (INR) will be added to the converted values.
Note on K15: gepadmin: 1. If you choose "Full Conversion" then Column BA (AMOUNT) and Column BB (TAXES) BOTH values will be convert based on selected Currency in (Column L). 2. If you choose "Partial Conversion" then Column BA (AMOUNT) only will be converted based on selected currency (Column L) and Column BB (TAXES) value (INR) will be added to the converted values.
Note on K16: gepadmin: 1. If you choose "Full Conversion" then Column BA (AMOUNT) and Column BB (TAXES) BOTH values will be convert based on selected Currency in (Column L). 2. If you choose "Partial Conversion" then Column BA (AMOUNT) only will be converted based on selected currency (Column L) and Column BB (TAXES) value (INR) will be added to the converted values.
Note on K17: gepadmin: 1. If you choose "Full Conversion" then Column BA (AMOUNT) and Column BB (TAXES) BOTH values will be convert based on selected Currency in (Column L). 2. If you choose "Partial Conversion" then Column BA (AMOUNT) only will be converted based on selected currency (Column L) and Column BB (TAXES) value (INR) will be added to the converted values.
Note on K18: gepadmin: 1. If you choose "Full Conversion" then Column BA (AMOUNT) and Column BB (TAXES) BOTH values will be convert based on selected Currency in (Column L). 2. If you choose "Partial Conversion" then Column BA (AMOUNT) only will be converted based on selected currency (Column L) and Column BB (TAXES) value (INR) will be added to the converted values.
Note on K19: gepadmin: 1. If you choose "Full Conversion" then Column BA (AMOUNT) and Column BB (TAXES) BOTH values will be convert based on selected Currency in (Column L). 2. If you choose "Partial Conversion" then Column BA (AMOUNT) only will be converted based on selected currency (Column L) and Column BB (TAXES) value (INR) will be added to the converted values.
Note on K20: gepadmin: 1. If you choose "Full Conversion" then Column BA (AMOUNT) and Column BB (TAXES) BOTH values will be convert based on selected Currency in (Column L). 2. If you choose "Partial Conversion" then Column BA (AMOUNT) only will be converted based on selected currency (Column L) and Column BB (TAXES) value (INR) will be added to the converted values.
Note on K21: gepadmin: 1. If you choose "Full Conversion" then Column BA (AMOUNT) and Column BB (TAXES) BOTH values will be convert based on selected Currency in (Column L). 2. If you choose "Partial Conversion" then Column BA (AMOUNT) only will be converted based on selected currency (Column L) and Column BB (TAXES) value (INR) will be added to the converted values.
Note on K22: gepadmin: 1. If you choose "Full Conversion" then Column BA (AMOUNT) and Column BB (TAXES) BOTH values will be convert based on selected Currency in (Column L). 2. If you choose "Partial Conversion" then Column BA (AMOUNT) only will be converted based on selected currency (Column L) and Column BB (TAXES) value (INR) will be added to the converted values.
Note on K23: gepadmin: 1. If you choose "Full Conversion" then Column BA (AMOUNT) and Column BB (TAXES) BOTH values will be convert based on selected Currency in (Column L). 2. If you choose "Partial Conversion" then Column BA (AMOUNT) only will be converted based on selected currency (Column L) and Column BB (TAXES) value (INR) will be added to the converted values.
Note on K24: gepadmin: 1. If you choose "Full Conversion" then Column BA (AMOUNT) and Column BB (TAXES) BOTH values will be convert based on selected Currency in (Column L). 2. If you choose "Partial Conversion" then Column BA (AMOUNT) only will be converted based on selected currency (Column L) and Column BB (TAXES) value (INR) will be added to the converted values.
Note on K25: gepadmin: 1. If you choose "Full Conversion" then Column BA (AMOUNT) and Column BB (TAXES) BOTH values will be convert based on selected Currency in (Column L). 2. If you choose "Partial Conversion" then Column BA (AMOUNT) only will be converted based on selected currency (Column L) and Column BB (TAXES) value (INR) will be added to the converted values.
Note on K26: gepadmin: 1. If you choose "Full Conversion" then Column BA (AMOUNT) and Column BB (TAXES) BOTH values will be convert based on selected Currency in (Column L). 2. If you choose "Partial Conversion" then Column BA (AMOUNT) only will be converted based on selected currency (Column L) and Column BB (TAXES) value (INR) will be added to the converted values.
Note on K27: gepadmin: 1. If you choose "Full Conversion" then Column BA (AMOUNT) and Column BB (TAXES) BOTH values will be convert based on selected Currency in (Column L). 2. If you choose "Partial Conversion" then Column BA (AMOUNT) only will be converted based on selected currency (Column L) and Column BB (TAXES) value (INR) will be added to the converted values.
Note on K28: gepadmin: 1. If you choose "Full Conversion" then Column BA (AMOUNT) and Column BB (TAXES) BOTH values will be convert based on selected Currency in (Column L). 2. If you choose "Partial Conversion" then Column BA (AMOUNT) only will be converted based on selected currency (Column L) and Column BB (TAXES) value (INR) will be added to the converted values.
Note on K29: gepadmin: 1. If you choose "Full Conversion" then Column BA (AMOUNT) and Column BB (TAXES) BOTH values will be convert based on selected Currency in (Column L). 2. If you choose "Partial Conversion" then Column BA (AMOUNT) only will be converted based on selected currency (Column L) and Column BB (TAXES) value (INR) will be added to the converted values.
Note on K30: gepadmin: 1. If you choose "Full Conversion" then Column BA (AMOUNT) and Column BB (TAXES) BOTH values will be convert based on selected Currency in (Column L). 2. If you choose "Partial Conversion" then Column BA (AMOUNT) only will be converted based on selected currency (Column L) and Column BB (TAXES) value (INR) will be added to the converted values.
Note on K31: gepadmin: 1. If you choose "Full Conversion" then Column BA (AMOUNT) and Column BB (TAXES) BOTH values will be convert based on selected Currency in (Column L). 2. If you choose "Partial Conversion" then Column BA (AMOUNT) only will be converted based on selected currency (Column L) and Column BB (TAXES) value (INR) will be added to the converted values.
Note on K32: gepadmin: 1. If you choose "Full Conversion" then Column BA (AMOUNT) and Column BB (TAXES) BOTH values will be convert based on selected Currency in (Column L). 2. If you choose "Partial Conversion" then Column BA (AMOUNT) only will be converted based on selected currency (Column L) and Column BB (TAXES) value (INR) will be added to the converted values.
Note on K33: gepadmin: 1. If you choose "Full Conversion" then Column BA (AMOUNT) and Column BB (TAXES) BOTH values will be convert based on selected Currency in (Column L). 2. If you choose "Partial Conversion" then Column BA (AMOUNT) only will be converted based on selected currency (Column L) and Column BB (TAXES) value (INR) will be added to the converted values.
Note on K34: gepadmin: 1. If you choose "Full Conversion" then Column BA (AMOUNT) and Column BB (TAXES) BOTH values will be convert based on selected Currency in (Column L). 2. If you choose "Partial Conversion" then Column BA (AMOUNT) only will be converted based on selected currency (Column L) and Column BB (TAXES) value (INR) will be added to the converted values.
Note on K35: gepadmin: 1. If you choose "Full Conversion" then Column BA (AMOUNT) and Column BB (TAXES) BOTH values will be convert based on selected Currency in (Column L). 2. If you choose "Partial Conversion" then Column BA (AMOUNT) only will be converted based on selected currency (Column L) and Column BB (TAXES) value (INR) will be added to the converted values.
Note on K36: gepadmin: 1. If you choose "Full Conversion" then Column BA (AMOUNT) and Column BB (TAXES) BOTH values will be convert based on selected Currency in (Column L). 2. If you choose "Partial Conversion" then Column BA (AMOUNT) only will be converted based on selected currency (Column L) and Column BB (TAXES) value (INR) will be added to the converted values.
Note on K37: gepadmin: 1. If you choose "Full Conversion" then Column BA (AMOUNT) and Column BB (TAXES) BOTH values will be convert based on selected Currency in (Column L). 2. If you choose "Partial Conversion" then Column BA (AMOUNT) only will be converted based on selected currency (Column L) and Column BB (TAXES) value (INR) will be added to the converted values.
Note on K38: gepadmin: 1. If you choose "Full Conversion" then Column BA (AMOUNT) and Column BB (TAXES) BOTH values will be convert based on selected Currency in (Column L). 2. If you choose "Partial Conversion" then Column BA (AMOUNT) only will be converted based on selected currency (Column L) and Column BB (TAXES) value (INR) will be added to the converted values.
Note on K39: gepadmin: 1. If you choose "Full Conversion" then Column BA (AMOUNT) and Column BB (TAXES) BOTH values will be convert based on selected Currency in (Column L). 2. If you choose "Partial Conversion" then Column BA (AMOUNT) only will be converted based on selected currency (Column L) and Column BB (TAXES) value (INR) will be added to the converted values.
Note on K40: gepadmin: 1. If you choose "Full Conversion" then Column BA (AMOUNT) and Column BB (TAXES) BOTH values will be convert based on selected Currency in (Column L). 2. If you choose "Partial Conversion" then Column BA (AMOUNT) only will be converted based on selected currency (Column L) and Column BB (TAXES) value (INR) will be added to the converted values.
Note on K41: gepadmin: 1. If you choose "Full Conversion" then Column BA (AMOUNT) and Column BB (TAXES) BOTH values will be convert based on selected Currency in (Column L). 2. If you choose "Partial Conversion" then Column BA (AMOUNT) only will be converted based on selected currency (Column L) and Column BB (TAXES) value (INR) will be added to the converted values.
Note on K42: gepadmin: 1. If you choose "Full Conversion" then Column BA (AMOUNT) and Column BB (TAXES) BOTH values will be convert based on selected Currency in (Column L). 2. If you choose "Partial Conversion" then Column BA (AMOUNT) only will be converted based on selected currency (Column L) and Column BB (TAXES) value (INR) will be added to the converted values.
Note on K43: gepadmin: 1. If you choose "Full Conversion" then Column BA (AMOUNT) and Column BB (TAXES) BOTH values will be convert based on selected Currency in (Column L). 2. If you choose "Partial Conversion" then Column BA (AMOUNT) only will be converted based on selected currency (Column L) and Column BB (TAXES) value (INR) will be added to the converted values.
Note on K44: gepadmin: 1. If you choose "Full Conversion" then Column BA (AMOUNT) and Column BB (TAXES) BOTH values will be convert based on selected Currency in (Column L). 2. If you choose "Partial Conversion" then Column BA (AMOUNT) only will be converted based on selected currency (Column L) and Column BB (TAXES) value (INR) will be added to the converted values.
Note on K45: gepadmin: 1. If you choose "Full Conversion" then Column BA (AMOUNT) and Column BB (TAXES) BOTH values will be convert based on selected Currency in (Column L). 2. If you choose "Partial Conversion" then Column BA (AMOUNT) only will be converted based on selected currency (Column L) and Column BB (TAXES) value (INR) will be added to the converted values.
Note on K46: gepadmin: 1. If you choose "Full Conversion" then Column BA (AMOUNT) and Column BB (TAXES) BOTH values will be convert based on selected Currency in (Column L). 2. If you choose "Partial Conversion" then Column BA (AMOUNT) only will be converted based on selected currency (Column L) and Column BB (TAXES) value (INR) will be added to the converted values.
Note on K47: gepadmin: 1. If you choose "Full Conversion" then Column BA (AMOUNT) and Column BB (TAXES) BOTH values will be convert based on selected Currency in (Column L). 2. If you choose "Partial Conversion" then Column BA (AMOUNT) only will be converted based on selected currency (Column L) and Column BB (TAXES) value (INR) will be added to the converted values.
Note on K48: gepadmin: 1. If you choose "Full Conversion" then Column BA (AMOUNT) and Column BB (TAXES) BOTH values will be convert based on selected Currency in (Column L). 2. If you choose "Partial Conversion" then Column BA (AMOUNT) only will be converted based on selected currency (Column L) and Column BB (TAXES) value (INR) will be added to the converted values.
Note on K49: gepadmin: 1. If you choose "Full Conversion" then Column BA (AMOUNT) and Column BB (TAXES) BOTH values will be convert based on selected Currency in (Column L). 2. If you choose "Partial Conversion" then Column BA (AMOUNT) only will be converted based on selected currency (Column L) and Column BB (TAXES) value (INR) will be added to the converted values.
Note on K50: gepadmin: 1. If you choose "Full Conversion" then Column BA (AMOUNT) and Column BB (TAXES) BOTH values will be convert based on selected Currency in (Column L). 2. If you choose "Partial Conversion" then Column BA (AMOUNT) only will be converted based on selected currency (Column L) and Column BB (TAXES) value (INR) will be added to the converted values.
Note on K51: gepadmin: 1. If you choose "Full Conversion" then Column BA (AMOUNT) and Column BB (TAXES) BOTH values will be convert based on selected Currency in (Column L). 2. If you choose "Partial Conversion" then Column BA (AMOUNT) only will be converted based on selected currency (Column L) and Column BB (TAXES) value (INR) will be added to the converted values.
Note on K52: gepadmin: 1. If you choose "Full Conversion" then Column BA (AMOUNT) and Column BB (TAXES) BOTH values will be convert based on selected Currency in (Column L). 2. If you choose "Partial Conversion" then Column BA (AMOUNT) only will be converted based on selected currency (Column L) and Column BB (TAXES) value (INR) will be added to the converted values.
Note on K53: gepadmin: 1. If you choose "Full Conversion" then Column BA (AMOUNT) and Column BB (TAXES) BOTH values will be convert based on selected Currency in (Column L). 2. If you choose "Partial Conversion" then Column BA (AMOUNT) only will be converted based on selected currency (Column L) and Column BB (TAXES) value (INR) will be added to the converted values.
Note on K54: gepadmin: 1. If you choose "Full Conversion" then Column BA (AMOUNT) and Column BB (TAXES) BOTH values will be convert based on selected Currency in (Column L). 2. If you choose "Partial Conversion" then Column BA (AMOUNT) only will be converted based on selected currency (Column L) and Column BB (TAXES) value (INR) will be added to the converted values.
Note on K55: gepadmin: 1. If you choose "Full Conversion" then Column BA (AMOUNT) and Column BB (TAXES) BOTH values will be convert based on selected Currency in (Column L). 2. If you choose "Partial Conversion" then Column BA (AMOUNT) only will be converted based on selected currency (Column L) and Column BB (TAXES) value (INR) will be added to the converted values.
Note on K56: gepadmin: 1. If you choose "Full Conversion" then Column BA (AMOUNT) and Column BB (TAXES) BOTH values will be convert based on selected Currency in (Column L). 2. If you choose "Partial Conversion" then Column BA (AMOUNT) only will be converted based on selected currency (Column L) and Column BB (TAXES) value (INR) will be added to the converted values.
Note on K57: gepadmin: 1. If you choose "Full Conversion" then Column BA (AMOUNT) and Column BB (TAXES) BOTH values will be convert based on selected Currency in (Column L). 2. If you choose "Partial Conversion" then Column BA (AMOUNT) only will be converted based on selected currency (Column L) and Column BB (TAXES) value (INR) will be added to the converted values.
Note on K58: gepadmin: 1. If you choose "Full Conversion" then Column BA (AMOUNT) and Column BB (TAXES) BOTH values will be convert based on selected Currency in (Column L). 2. If you choose "Partial Conversion" then Column BA (AMOUNT) only will be converted based on selected currency (Column L) and Column BB (TAXES) value (INR) will be added to the converted values.
Note on K59: gepadmin: 1. If you choose "Full Conversion" then Column BA (AMOUNT) and Column BB (TAXES) BOTH values will be convert based on selected Currency in (Column L). 2. If you choose "Partial Conversion" then Column BA (AMOUNT) only will be converted based on selected currency (Column L) and Column BB (TAXES) value (INR) will be added to the converted values.
Note on K60: gepadmin: 1. If you choose "Full Conversion" then Column BA (AMOUNT) and Column BB (TAXES) BOTH values will be convert based on selected Currency in (Column L). 2. If you choose "Partial Conversion" then Column BA (AMOUNT) only will be converted based on selected currency (Column L) and Column BB (TAXES) value (INR) will be added to the converted values.
Note on K61: gepadmin: 1. If you choose "Full Conversion" then Column BA (AMOUNT) and Column BB (TAXES) BOTH values will be convert based on selected Currency in (Column L). 2. If you choose "Partial Conversion" then Column BA (AMOUNT) only will be converted based on selected currency (Column L) and Column BB (TAXES) value (INR) will be added to the converted values.
Note on K62: gepadmin: 1. If you choose "Full Conversion" then Column BA (AMOUNT) and Column BB (TAXES) BOTH values will be convert based on selected Currency in (Column L). 2. If you choose "Partial Conversion" then Column BA (AMOUNT) only will be converted based on selected currency (Column L) and Column BB (TAXES) value (INR) will be added to the converted values.
Note on K63: gepadmin: 1. If you choose "Full Conversion" then Column BA (AMOUNT) and Column BB (TAXES) BOTH values will be convert based on selected Currency in (Column L). 2. If you choose "Partial Conversion" then Column BA (AMOUNT) only will be converted based on selected currency (Column L) and Column BB (TAXES) value (INR) will be added to the converted values.
Note on K64: gepadmin: 1. If you choose "Full Conversion" then Column BA (AMOUNT) and Column BB (TAXES) BOTH values will be convert based on selected Currency in (Column L). 2. If you choose "Partial Conversion" then Column BA (AMOUNT) only will be converted based on selected currency (Column L) and Column BB (TAXES) value (INR) will be added to the converted values.
Note on K65: gepadmin: 1. If you choose "Full Conversion" then Column BA (AMOUNT) and Column BB (TAXES) BOTH values will be convert based on selected Currency in (Column L). 2. If you choose "Partial Conversion" then Column BA (AMOUNT) only will be converted based on selected currency (Column L) and Column BB (TAXES) value (INR) will be added to the converted values.
Note on K66: gepadmin: 1. If you choose "Full Conversion" then Column BA (AMOUNT) and Column BB (TAXES) BOTH values will be convert based on selected Currency in (Column L). 2. If you choose "Partial Conversion" then Column BA (AMOUNT) only will be converted based on selected currency (Column L) and Column BB (TAXES) value (INR) will be added to the converted values.
Note on K67: gepadmin: 1. If you choose "Full Conversion" then Column BA (AMOUNT) and Column BB (TAXES) BOTH values will be convert based on selected Currency in (Column L). 2. If you choose "Partial Conversion" then Column BA (AMOUNT) only will be converted based on selected currency (Column L) and Column BB (TAXES) value (INR) will be added to the converted values.
Note on K68: gepadmin: 1. If you choose "Full Conversion" then Column BA (AMOUNT) and Column BB (TAXES) BOTH values will be convert based on selected Currency in (Column L). 2. If you choose "Partial Conversion" then Column BA (AMOUNT) only will be converted based on selected currency (Column L) and Column BB (TAXES) value (INR) will be added to the converted values.
Note on K69: gepadmin: 1. If you choose "Full Conversion" then Column BA (AMOUNT) and Column BB (TAXES) BOTH values will be convert based on selected Currency in (Column L). 2. If you choose "Partial Conversion" then Column BA (AMOUNT) only will be converted based on selected currency (Column L) and Column BB (TAXES) value (INR) will be added to the converted values.
Note on K70: gepadmin: 1. If you choose "Full Conversion" then Column BA (AMOUNT) and Column BB (TAXES) BOTH values will be convert based on selected Currency in (Column L). 2. If you choose "Partial Conversion" then Column BA (AMOUNT) only will be converted based on selected currency (Column L) and Column BB (TAXES) value (INR) will be added to the converted values.
Note on K71: gepadmin: 1. If you choose "Full Conversion" then Column BA (AMOUNT) and Column BB (TAXES) BOTH values will be convert based on selected Currency in (Column L). 2. If you choose "Partial Conversion" then Column BA (AMOUNT) only will be converted based on selected currency (Column L) and Column BB (TAXES) value (INR) will be added to the converted values.
Note on K72: gepadmin: 1. If you choose "Full Conversion" then Column BA (AMOUNT) and Column BB (TAXES) BOTH values will be convert based on selected Currency in (Column L). 2. If you choose "Partial Conversion" then Column BA (AMOUNT) only will be converted based on selected currency (Column L) and Column BB (TAXES) value (INR) will be added to the converted values.
Note on K73: gepadmin: 1. If you choose "Full Conversion" then Column BA (AMOUNT) and Column BB (TAXES) BOTH values will be convert based on selected Currency in (Column L). 2. If you choose "Partial Conversion" then Column BA (AMOUNT) only will be converted based on selected currency (Column L) and Column BB (TAXES) value (INR) will be added to the converted values.
Note on K74: gepadmin: 1. If you choose "Full Conversion" then Column BA (AMOUNT) and Column BB (TAXES) BOTH values will be convert based on selected Currency in (Column L). 2. If you choose "Partial Conversion" then Column BA (AMOUNT) only will be converted based on selected currency (Column L) and Column BB (TAXES) value (INR) will be added to the converted values.
Note on K75: gepadmin: 1. If you choose "Full Conversion" then Column BA (AMOUNT) and Column BB (TAXES) BOTH values will be convert based on selected Currency in (Column L). 2. If you choose "Partial Conversion" then Column BA (AMOUNT) only will be converted based on selected currency (Column L) and Column BB (TAXES) value (INR) will be added to the converted values.
Note on K76: gepadmin: 1. If you choose "Full Conversion" then Column BA (AMOUNT) and Column BB (TAXES) BOTH values will be convert based on selected Currency in (Column L). 2. If you choose "Partial Conversion" then Column BA (AMOUNT) only will be converted based on selected currency (Column L) and Column BB (TAXES) value (INR) will be added to the converted values.
Note on K77: gepadmin: 1. If you choose "Full Conversion" then Column BA (AMOUNT) and Column BB (TAXES) BOTH values will be convert based on selected Currency in (Column L). 2. If you choose "Partial Conversion" then Column BA (AMOUNT) only will be converted based on selected currency (Column L) and Column BB (TAXES) value (INR) will be added to the converted values.
Note on K78: gepadmin: 1. If you choose "Full Conversion" then Column BA (AMOUNT) and Column BB (TAXES) BOTH values will be convert based on selected Currency in (Column L). 2. If you choose "Partial Conversion" then Column BA (AMOUNT) only will be converted based on selected currency (Column L) and Column BB (TAXES) value (INR) will be added to the converted values.
Note on K79: gepadmin: 1. If you choose "Full Conversion" then Column BA (AMOUNT) and Column BB (TAXES) BOTH values will be convert based on selected Currency in (Column L). 2. If you choose "Partial Conversion" then Column BA (AMOUNT) only will be converted based on selected currency (Column L) and Column BB (TAXES) value (INR) will be added to the converted values.
Note on K80: gepadmin: 1. If you choose "Full Conversion" then Column BA (AMOUNT) and Column BB (TAXES) BOTH values will be convert based on selected Currency in (Column L). 2. If you choose "Partial Conversion" then Column BA (AMOUNT) only will be converted based on selected currency (Column L) and Column BB (TAXES) value (INR) will be added to the converted values.
Note on K81: gepadmin: 1. If you choose "Full Conversion" then Column BA (AMOUNT) and Column BB (TAXES) BOTH values will be convert based on selected Currency in (Column L). 2. If you choose "Partial Conversion" then Column BA (AMOUNT) only will be converted based on selected currency (Column L) and Column BB (TAXES) value (INR) will be added to the converted values.
Note on K82: gepadmin: 1. If you choose "Full Conversion" then Column BA (AMOUNT) and Column BB (TAXES) BOTH values will be convert based on selected Currency in (Column L). 2. If you choose "Partial Conversion" then Column BA (AMOUNT) only will be converted based on selected currency (Column L) and Column BB (TAXES) value (INR) will be added to the converted values.
Note on K83: gepadmin: 1. If you choose "Full Conversion" then Column BA (AMOUNT) and Column BB (TAXES) BOTH values will be convert based on selected Currency in (Column L). 2. If you choose "Partial Conversion" then Column BA (AMOUNT) only will be converted based on selected currency (Column L) and Column BB (TAXES) value (INR) will be added to the converted values.
Note on K84: gepadmin: 1. If you choose "Full Conversion" then Column BA (AMOUNT) and Column BB (TAXES) BOTH values will be convert based on selected Currency in (Column L). 2. If you choose "Partial Conversion" then Column BA (AMOUNT) only will be converted based on selected currency (Column L) and Column BB (TAXES) value (INR) will be added to the converted values.
Note on K85: gepadmin: 1. If you choose "Full Conversion" then Column BA (AMOUNT) and Column BB (TAXES) BOTH values will be convert based on selected Currency in (Column L). 2. If you choose "Partial Conversion" then Column BA (AMOUNT) only will be converted based on selected currency (Column L) and Column BB (TAXES) value (INR) will be added to the converted values.
Note on K86: gepadmin: 1. If you choose "Full Conversion" then Column BA (AMOUNT) and Column BB (TAXES) BOTH values will be convert based on selected Currency in (Column L). 2. If you choose "Partial Conversion" then Column BA (AMOUNT) only will be converted based on selected currency (Column L) and Column BB (TAXES) value (INR) will be added to the converted values.
Note on K87: gepadmin: 1. If you choose "Full Conversion" then Column BA (AMOUNT) and Column BB (TAXES) BOTH values will be convert based on selected Currency in (Column L). 2. If you choose "Partial Conversion" then Column BA (AMOUNT) only will be converted based on selected currency (Column L) and Column BB (TAXES) value (INR) will be added to the converted values.
Note on K88: gepadmin: 1. If you choose "Full Conversion" then Column BA (AMOUNT) and Column BB (TAXES) BOTH values will be convert based on selected Currency in (Column L). 2. If you choose "Partial Conversion" then Column BA (AMOUNT) only will be converted based on selected currency (Column L) and Column BB (TAXES) value (INR) will be added to the converted values.
Note on K89: gepadmin: 1. If you choose "Full Conversion" then Column BA (AMOUNT) and Column BB (TAXES) BOTH values will be convert based on selected Currency in (Column L). 2. If you choose "Partial Conversion" then Column BA (AMOUNT) only will be converted based on selected currency (Column L) and Column BB (TAXES) value (INR) will be added to the converted values.
Note on K90: gepadmin: 1. If you choose "Full Conversion" then Column BA (AMOUNT) and Column BB (TAXES) BOTH values will be convert based on selected Currency in (Column L). 2. If you choose "Partial Conversion" then Column BA (AMOUNT) only will be converted based on selected currency (Column L) and Column BB (TAXES) value (INR) will be added to the converted values.
Note on K91: gepadmin: 1. If you choose "Full Conversion" then Column BA (AMOUNT) and Column BB (TAXES) BOTH values will be convert based on selected Currency in (Column L). 2. If you choose "Partial Conversion" then Column BA (AMOUNT) only will be converted based on selected currency (Column L) and Column BB (TAXES) value (INR) will be added to the converted values.
Note on K92: gepadmin: 1. If you choose "Full Conversion" then Column BA (AMOUNT) and Column BB (TAXES) BOTH values will be convert based on selected Currency in (Column L). 2. If you choose "Partial Conversion" then Column BA (AMOUNT) only will be converted based on selected currency (Column L) and Column BB (TAXES) value (INR) will be added to the converted values.
Note on K93: gepadmin: 1. If you choose "Full Conversion" then Column BA (AMOUNT) and Column BB (TAXES) BOTH values will be convert based on selected Currency in (Column L). 2. If you choose "Partial Conversion" then Column BA (AMOUNT) only will be converted based on selected currency (Column L) and Column BB (TAXES) value (INR) will be added to the converted values.
Note on K94: gepadmin: 1. If you choose "Full Conversion" then Column BA (AMOUNT) and Column BB (TAXES) BOTH values will be convert based on selected Currency in (Column L). 2. If you choose "Partial Conversion" then Column BA (AMOUNT) only will be converted based on selected currency (Column L) and Column BB (TAXES) value (INR) will be added to the converted values.
Note on K95: gepadmin: 1. If you choose "Full Conversion" then Column BA (AMOUNT) and Column BB (TAXES) BOTH values will be convert based on selected Currency in (Column L). 2. If you choose "Partial Conversion" then Column BA (AMOUNT) only will be converted based on selected currency (Column L) and Column BB (TAXES) value (INR) will be added to the converted values.
Note on K96: gepadmin: 1. If you choose "Full Conversion" then Column BA (AMOUNT) and Column BB (TAXES) BOTH values will be convert based on selected Currency in (Column L). 2. If you choose "Partial Conversion" then Column BA (AMOUNT) only will be converted based on selected currency (Column L) and Column BB (TAXES) value (INR) will be added to the converted values.
Note on K97: gepadmin: 1. If you choose "Full Conversion" then Column BA (AMOUNT) and Column BB (TAXES) BOTH values will be convert based on selected Currency in (Column L). 2. If you choose "Partial Conversion" then Column BA (AMOUNT) only will be converted based on selected currency (Column L) and Column BB (TAXES) value (INR) will be added to the converted values.
Note on K98: gepadmin: 1. If you choose "Full Conversion" then Column BA (AMOUNT) and Column BB (TAXES) BOTH values will be convert based on selected Currency in (Column L). 2. If you choose "Partial Conversion" then Column BA (AMOUNT) only will be converted based on selected currency (Column L) and Column BB (TAXES) value (INR) will be added to the converted values.
Note on K99: gepadmin: 1. If you choose "Full Conversion" then Column BA (AMOUNT) and Column BB (TAXES) BOTH values will be convert based on selected Currency in (Column L). 2. If you choose "Partial Conversion" then Column BA (AMOUNT) only will be converted based on selected currency (Column L) and Column BB (TAXES) value (INR) will be added to the converted values.
Note on K100: gepadmin: 1. If you choose "Full Conversion" then Column BA (AMOUNT) and Column BB (TAXES) BOTH values will be convert based on selected Currency in (Column L). 2. If you choose "Partial Conversion" then Column BA (AMOUNT) only will be converted based on selected currency (Column L) and Column BB (TAXES) value (INR) will be added to the converted values.
Note on K101: gepadmin: 1. If you choose "Full Conversion" then Column BA (AMOUNT) and Column BB (TAXES) BOTH values will be convert based on selected Currency in (Column L). 2. If you choose "Partial Conversion" then Column BA (AMOUNT) only will be converted based on selected currency (Column L) and Column BB (TAXES) value (INR) will be added to the converted values.
Note on K102: gepadmin: 1. If you choose "Full Conversion" then Column BA (AMOUNT) and Column BB (TAXES) BOTH values will be convert based on selected Currency in (Column L). 2. If you choose "Partial Conversion" then Column BA (AMOUNT) only will be converted based on selected currency (Column L) and Column BB (TAXES) value (INR) will be added to the converted values.
Note on K103: gepadmin: 1. If you choose "Full Conversion" then Column BA (AMOUNT) and Column BB (TAXES) BOTH values will be convert based on selected Currency in (Column L). 2. If you choose "Partial Conversion" then Column BA (AMOUNT) only will be converted based on selected currency (Column L) and Column BB (TAXES) value (INR) will be added to the converted values.
Note on K104: gepadmin: 1. If you choose "Full Conversion" then Column BA (AMOUNT) and Column BB (TAXES) BOTH values will be convert based on selected Currency in (Column L). 2. If you choose "Partial Conversion" then Column BA (AMOUNT) only will be converted based on selected currency (Column L) and Column BB (TAXES) value (INR) will be added to the converted values.
Note on K105: gepadmin: 1. If you choose "Full Conversion" then Column BA (AMOUNT) and Column BB (TAXES) BOTH values will be convert based on selected Currency in (Column L). 2. If you choose "Partial Conversion" then Column BA (AMOUNT) only will be converted based on selected currency (Column L) and Column BB (TAXES) value (INR) will be added to the converted values.
Note on K106: gepadmin: 1. If you choose "Full Conversion" then Column BA (AMOUNT) and Column BB (TAXES) BOTH values will be convert based on selected Currency in (Column L). 2. If you choose "Partial Conversion" then Column BA (AMOUNT) only will be converted based on selected currency (Column L) and Column BB (TAXES) value (INR) will be added to the converted values.
Note on K107: gepadmin: 1. If you choose "Full Conversion" then Column BA (AMOUNT) and Column BB (TAXES) BOTH values will be convert based on selected Currency in (Column L). 2. If you choose "Partial Conversion" then Column BA (AMOUNT) only will be converted based on selected currency (Column L) and Column BB (TAXES) value (INR) will be added to the converted values.
Note on K108: gepadmin: 1. If you choose "Full Conversion" then Column BA (AMOUNT) and Column BB (TAXES) BOTH values will be convert based on selected Currency in (Column L). 2. If you choose "Partial Conversion" then Column BA (AMOUNT) only will be converted based on selected currency (Column L) and Column BB (TAXES) value (INR) will be added to the converted values.
Note on K109: gepadmin: 1. If you choose "Full Conversion" then Column BA (AMOUNT) and Column BB (TAXES) BOTH values will be convert based on selected Currency in (Column L). 2. If you choose "Partial Conversion" then Column BA (AMOUNT) only will be converted based on selected currency (Column L) and Column BB (TAXES) value (INR) will be added to the converted values.
Note on K110: gepadmin: 1. If you choose "Full Conversion" then Column BA (AMOUNT) and Column BB (TAXES) BOTH values will be convert based on selected Currency in (Column L). 2. If you choose "Partial Conversion" then Column BA (AMOUNT) only will be converted based on selected currency (Column L) and Column BB (TAXES) value (INR) will be added to the converted values.
Note on K111: gepadmin: 1. If you choose "Full Conversion" then Column BA (AMOUNT) and Column BB (TAXES) BOTH values will be convert based on selected Currency in (Column L). 2. If you choose "Partial Conversion" then Column BA (AMOUNT) only will be converted based on selected currency (Column L) and Column BB (TAXES) value (INR) will be added to the converted values.
Note on K112: gepadmin: 1. If you choose "Full Conversion" then Column BA (AMOUNT) and Column BB (TAXES) BOTH values will be convert based on selected Currency in (Column L). 2. If you choose "Partial Conversion" then Column BA (AMOUNT) only will be converted based on selected currency (Column L) and Column BB (TAXES) value (INR) will be added to the converted values.
Note on K113: gepadmin: 1. If you choose "Full Conversion" then Column BA (AMOUNT) and Column BB (TAXES) BOTH values will be convert based on selected Currency in (Column L). 2. If you choose "Partial Conversion" then Column BA (AMOUNT) only will be converted based on selected currency (Column L) and Column BB (TAXES) value (INR) will be added to the converted values.
Note on K114: gepadmin: 1. If you choose "Full Conversion" then Column BA (AMOUNT) and Column BB (TAXES) BOTH values will be convert based on selected Currency in (Column L). 2. If you choose "Partial Conversion" then Column BA (AMOUNT) only will be converted based on selected currency (Column L) and Column BB (TAXES) value (INR) will be added to the converted values.
Note on K115: gepadmin: 1. If you choose "Full Conversion" then Column BA (AMOUNT) and Column BB (TAXES) BOTH values will be convert based on selected Currency in (Column L). 2. If you choose "Partial Conversion" then Column BA (AMOUNT) only will be converted based on selected currency (Column L) and Column BB (TAXES) value (INR) will be added to the converted values.
Note on K116: gepadmin: 1. If you choose "Full Conversion" then Column BA (AMOUNT) and Column BB (TAXES) BOTH values will be convert based on selected Currency in (Column L). 2. If you choose "Partial Conversion" then Column BA (AMOUNT) only will be converted based on selected currency (Column L) and Column BB (TAXES) value (INR) will be added to the converted values.
Note on K117: gepadmin: 1. If you choose "Full Conversion" then Column BA (AMOUNT) and Column BB (TAXES) BOTH values will be convert based on selected Currency in (Column L). 2. If you choose "Partial Conversion" then Column BA (AMOUNT) only will be converted based on selected currency (Column L) and Column BB (TAXES) value (INR) will be added to the converted values.
Note on K118: gepadmin: 1. If you choose "Full Conversion" then Column BA (AMOUNT) and Column BB (TAXES) BOTH values will be convert based on selected Currency in (Column L). 2. If you choose "Partial Conversion" then Column BA (AMOUNT) only will be converted based on selected currency (Column L) and Column BB (TAXES) value (INR) will be added to the converted values.
Note on K119: gepadmin: 1. If you choose "Full Conversion" then Column BA (AMOUNT) and Column BB (TAXES) BOTH values will be convert based on selected Currency in (Column L). 2. If you choose "Partial Conversion" then Column BA (AMOUNT) only will be converted based on selected currency (Column L) and Column BB (TAXES) value (INR) will be added to the converted values.
Note on K120: gepadmin: 1. If you choose "Full Conversion" then Column BA (AMOUNT) and Column BB (TAXES) BOTH values will be convert based on selected Currency in (Column L). 2. If you choose "Partial Conversion" then Column BA (AMOUNT) only will be converted based on selected currency (Column L) and Column BB (TAXES) value (INR) will be added to the converted values.
Note on K121: gepadmin: 1. If you choose "Full Conversion" then Column BA (AMOUNT) and Column BB (TAXES) BOTH values will be convert based on selected Currency in (Column L). 2. If you choose "Partial Conversion" then Column BA (AMOUNT) only will be converted based on selected currency (Column L) and Column BB (TAXES) value (INR) will be added to the converted values.
Note on K122: gepadmin: 1. If you choose "Full Conversion" then Column BA (AMOUNT) and Column BB (TAXES) BOTH values will be convert based on selected Currency in (Column L). 2. If you choose "Partial Conversion" then Column BA (AMOUNT) only will be converted based on selected currency (Column L) and Column BB (TAXES) value (INR) will be added to the converted values.
Note on K123: gepadmin: 1. If you choose "Full Conversion" then Column BA (AMOUNT) and Column BB (TAXES) BOTH values will be convert based on selected Currency in (Column L). 2. If you choose "Partial Conversion" then Column BA (AMOUNT) only will be converted based on selected currency (Column L) and Column BB (TAXES) value (INR) will be added to the converted values.
Note on K124: gepadmin: 1. If you choose "Full Conversion" then Column BA (AMOUNT) and Column BB (TAXES) BOTH values will be convert based on selected Currency in (Column L). 2. If you choose "Partial Conversion" then Column BA (AMOUNT) only will be converted based on selected currency (Column L) and Column BB (TAXES) value (INR) will be added to the converted values.
Note on K125: gepadmin: 1. If you choose "Full Conversion" then Column BA (AMOUNT) and Column BB (TAXES) BOTH values will be convert based on selected Currency in (Column L). 2. If you choose "Partial Conversion" then Column BA (AMOUNT) only will be converted based on selected currency (Column L) and Column BB (TAXES) value (INR) will be added to the converted values.
Note on K126: gepadmin: 1. If you choose "Full Conversion" then Column BA (AMOUNT) and Column BB (TAXES) BOTH values will be convert based on selected Currency in (Column L). 2. If you choose "Partial Conversion" then Column BA (AMOUNT) only will be converted based on selected currency (Column L) and Column BB (TAXES) value (INR) will be added to the converted values.
Note on K127: gepadmin: 1. If you choose "Full Conversion" then Column BA (AMOUNT) and Column BB (TAXES) BOTH values will be convert based on selected Currency in (Column L). 2. If you choose "Partial Conversion" then Column BA (AMOUNT) only will be converted based on selected currency (Column L) and Column BB (TAXES) value (INR) will be added to the converted values.
Note on K128: gepadmin: 1. If you choose "Full Conversion" then Column BA (AMOUNT) and Column BB (TAXES) BOTH values will be convert based on selected Currency in (Column L). 2. If you choose "Partial Conversion" then Column BA (AMOUNT) only will be converted based on selected currency (Column L) and Column BB (TAXES) value (INR) will be added to the converted values.
Note on K129: gepadmin: 1. If you choose "Full Conversion" then Column BA (AMOUNT) and Column BB (TAXES) BOTH values will be convert based on selected Currency in (Column L). 2. If you choose "Partial Conversion" then Column BA (AMOUNT) only will be converted based on selected currency (Column L) and Column BB (TAXES) value (INR) will be added to the converted values.
Note on K130: gepadmin: 1. If you choose "Full Conversion" then Column BA (AMOUNT) and Column BB (TAXES) BOTH values will be convert based on selected Currency in (Column L). 2. If you choose "Partial Conversion" then Column BA (AMOUNT) only will be converted based on selected currency (Column L) and Column BB (TAXES) value (INR) will be added to the converted values.
Note on K131: gepadmin: 1. If you choose "Full Conversion" then Column BA (AMOUNT) and Column BB (TAXES) BOTH values will be convert based on selected Currency in (Column L). 2. If you choose "Partial Conversion" then Column BA (AMOUNT) only will be converted based on selected currency (Column L) and Column BB (TAXES) value (INR) will be added to the converted values.
Note on K132: gepadmin: 1. If you choose "Full Conversion" then Column BA (AMOUNT) and Column BB (TAXES) BOTH values will be convert based on selected Currency in (Column L). 2. If you choose "Partial Conversion" then Column BA (AMOUNT) only will be converted based on selected currency (Column L) and Column BB (TAXES) value (INR) will be added to the converted values.
Note on K133: gepadmin: 1. If you choose "Full Conversion" then Column BA (AMOUNT) and Column BB (TAXES) BOTH values will be convert based on selected Currency in (Column L). 2. If you choose "Partial Conversion" then Column BA (AMOUNT) only will be converted based on selected currency (Column L) and Column BB (TAXES) value (INR) will be added to the converted values.
Note on K134: gepadmin: 1. If you choose "Full Conversion" then Column BA (AMOUNT) and Column BB (TAXES) BOTH values will be convert based on selected Currency in (Column L). 2. If you choose "Partial Conversion" then Column BA (AMOUNT) only will be converted based on selected currency (Column L) and Column BB (TAXES) value (INR) will be added to the converted values.
Note on K135: gepadmin: 1. If you choose "Full Conversion" then Column BA (AMOUNT) and Column BB (TAXES) BOTH values will be convert based on selected Currency in (Column L). 2. If you choose "Partial Conversion" then Column BA (AMOUNT) only will be converted based on selected currency (Column L) and Column BB (TAXES) value (INR) will be added to the converted values.
Note on K136: gepadmin: 1. If you choose "Full Conversion" then Column BA (AMOUNT) and Column BB (TAXES) BOTH values will be convert based on selected Currency in (Column L). 2. If you choose "Partial Conversion" then Column BA (AMOUNT) only will be converted based on selected currency (Column L) and Column BB (TAXES) value (INR) will be added to the converted values.
Note on K137: gepadmin: 1. If you choose "Full Conversion" then Column BA (AMOUNT) and Column BB (TAXES) BOTH values will be convert based on selected Currency in (Column L). 2. If you choose "Partial Conversion" then Column BA (AMOUNT) only will be converted based on selected currency (Column L) and Column BB (TAXES) value (INR) will be added to the converted values.
Note on K138: gepadmin: 1. If you choose "Full Conversion" then Column BA (AMOUNT) and Column BB (TAXES) BOTH values will be convert based on selected Currency in (Column L). 2. If you choose "Partial Conversion" then Column BA (AMOUNT) only will be converted based on selected currency (Column L) and Column BB (TAXES) value (INR) will be added to the converted values.
Note on K139: gepadmin: 1. If you choose "Full Conversion" then Column BA (AMOUNT) and Column BB (TAXES) BOTH values will be convert based on selected Currency in (Column L). 2. If you choose "Partial Conversion" then Column BA (AMOUNT) only will be converted based on selected currency (Column L) and Column BB (TAXES) value (INR) will be added to the converted values.
Note on K140: gepadmin: 1. If you choose "Full Conversion" then Column BA (AMOUNT) and Column BB (TAXES) BOTH values will be convert based on selected Currency in (Column L). 2. If you choose "Partial Conversion" then Column BA (AMOUNT) only will be converted based on selected currency (Column L) and Column BB (TAXES) value (INR) will be added to the converted values.
Note on K141: gepadmin: 1. If you choose "Full Conversion" then Column BA (AMOUNT) and Column BB (TAXES) BOTH values will be convert based on selected Currency in (Column L). 2. If you choose "Partial Conversion" then Column BA (AMOUNT) only will be converted based on selected currency (Column L) and Column BB (TAXES) value (INR) will be added to the converted values.
Note on K142: gepadmin: 1. If you choose "Full Conversion" then Column BA (AMOUNT) and Column BB (TAXES) BOTH values will be convert based on selected Currency in (Column L). 2. If you choose "Partial Conversion" then Column BA (AMOUNT) only will be converted based on selected currency (Column L) and Column BB (TAXES) value (INR) will be added to the converted values.
Note on K143: gepadmin: 1. If you choose "Full Conversion" then Column BA (AMOUNT) and Column BB (TAXES) BOTH values will be convert based on selected Currency in (Column L). 2. If you choose "Partial Conversion" then Column BA (AMOUNT) only will be converted based on selected currency (Column L) and Column BB (TAXES) value (INR) will be added to the converted values.
Note on K144: gepadmin: 1. If you choose "Full Conversion" then Column BA (AMOUNT) and Column BB (TAXES) BOTH values will be convert based on selected Currency in (Column L). 2. If you choose "Partial Conversion" then Column BA (AMOUNT) only will be converted based on selected currency (Column L) and Column BB (TAXES) value (INR) will be added to the converted values.
Note on K145: gepadmin: 1. If you choose "Full Conversion" then Column BA (AMOUNT) and Column BB (TAXES) BOTH values will be convert based on selected Currency in (Column L). 2. If you choose "Partial Conversion" then Column BA (AMOUNT) only will be converted based on selected currency (Column L) and Column BB (TAXES) value (INR) will be added to the converted values.
Note on K146: gepadmin: 1. If you choose "Full Conversion" then Column BA (AMOUNT) and Column BB (TAXES) BOTH values will be convert based on selected Currency in (Column L). 2. If you choose "Partial Conversion" then Column BA (AMOUNT) only will be converted based on selected currency (Column L) and Column BB (TAXES) value (INR) will be added to the converted values.
Note on K147: gepadmin: 1. If you choose "Full Conversion" then Column BA (AMOUNT) and Column BB (TAXES) BOTH values will be convert based on selected Currency in (Column L). 2. If you choose "Partial Conversion" then Column BA (AMOUNT) only will be converted based on selected currency (Column L) and Column BB (TAXES) value (INR) will be added to the converted values.
Note on K148: gepadmin: 1. If you choose "Full Conversion" then Column BA (AMOUNT) and Column BB (TAXES) BOTH values will be convert based on selected Currency in (Column L). 2. If you choose "Partial Conversion" then Column BA (AMOUNT) only will be converted based on selected currency (Column L) and Column BB (TAXES) value (INR) will be added to the converted values.
Note on K149: gepadmin: 1. If you choose "Full Conversion" then Column BA (AMOUNT) and Column BB (TAXES) BOTH values will be convert based on selected Currency in (Column L). 2. If you choose "Partial Conversion" then Column BA (AMOUNT) only will be converted based on selected currency (Column L) and Column BB (TAXES) value (INR) will be added to the converted values.
Note on K150: gepadmin: 1. If you choose "Full Conversion" then Column BA (AMOUNT) and Column BB (TAXES) BOTH values will be convert based on selected Currency in (Column L). 2. If you choose "Partial Conversion" then Column BA (AMOUNT) only will be converted based on selected currency (Column L) and Column BB (TAXES) value (INR) will be added to the converted values.
Note on K151: gepadmin: 1. If you choose "Full Conversion" then Column BA (AMOUNT) and Column BB (TAXES) BOTH values will be convert based on selected Currency in (Column L). 2. If you choose "Partial Conversion" then Column BA (AMOUNT) only will be converted based on selected currency (Column L) and Column BB (TAXES) value (INR) will be added to the converted values.
Note on K152: gepadmin: 1. If you choose "Full Conversion" then Column BA (AMOUNT) and Column BB (TAXES) BOTH values will be convert based on selected Currency in (Column L). 2. If you choose "Partial Conversion" then Column BA (AMOUNT) only will be converted based on selected currency (Column L) and Column BB (TAXES) value (INR) will be added to the converted values.
Note on K153: gepadmin: 1. If you choose "Full Conversion" then Column BA (AMOUNT) and Column BB (TAXES) BOTH values will be convert based on selected Currency in (Column L). 2. If you choose "Partial Conversion" then Column BA (AMOUNT) only will be converted based on selected currency (Column L) and Column BB (TAXES) value (INR) will be added to the converted values.
Note on K154: gepadmin: 1. If you choose "Full Conversion" then Column BA (AMOUNT) and Column BB (TAXES) BOTH values will be convert based on selected Currency in (Column L). 2. If you choose "Partial Conversion" then Column BA (AMOUNT) only will be converted based on selected currency (Column L) and Column BB (TAXES) value (INR) will be added to the converted values.
Note on K155: gepadmin: 1. If you choose "Full Conversion" then Column BA (AMOUNT) and Column BB (TAXES) BOTH values will be convert based on selected Currency in (Column L). 2. If you choose "Partial Conversion" then Column BA (AMOUNT) only will be converted based on selected currency (Column L) and Column BB (TAXES) value (INR) will be added to the converted values.
Note on K156: gepadmin: 1. If you choose "Full Conversion" then Column BA (AMOUNT) and Column BB (TAXES) BOTH values will be convert based on selected Currency in (Column L). 2. If you choose "Partial Conversion" then Column BA (AMOUNT) only will be converted based on selected currency (Column L) and Column BB (TAXES) value (INR) will be added to the converted values.
Note on K157: gepadmin: 1. If you choose "Full Conversion" then Column BA (AMOUNT) and Column BB (TAXES) BOTH values will be convert based on selected Currency in (Column L). 2. If you choose "Partial Conversion" then Column BA (AMOUNT) only will be converted based on selected currency (Column L) and Column BB (TAXES) value (INR) will be added to the converted values.
Note on K158: gepadmin: 1. If you choose "Full Conversion" then Column BA (AMOUNT) and Column BB (TAXES) BOTH values will be convert based on selected Currency in (Column L). 2. If you choose "Partial Conversion" then Column BA (AMOUNT) only will be converted based on selected currency (Column L) and Column BB (TAXES) value (INR) will be added to the converted values.
Note on K159: gepadmin: 1. If you choose "Full Conversion" then Column BA (AMOUNT) and Column BB (TAXES) BOTH values will be convert based on selected Currency in (Column L). 2. If you choose "Partial Conversion" then Column BA (AMOUNT) only will be converted based on selected currency (Column L) and Column BB (TAXES) value (INR) will be added to the converted values.
Note on K160: gepadmin: 1. If you choose "Full Conversion" then Column BA (AMOUNT) and Column BB (TAXES) BOTH values will be convert based on selected Currency in (Column L). 2. If you choose "Partial Conversion" then Column BA (AMOUNT) only will be converted based on selected currency (Column L) and Column BB (TAXES) value (INR) will be added to the converted values.
Note on K161: gepadmin: 1. If you choose "Full Conversion" then Column BA (AMOUNT) and Column BB (TAXES) BOTH values will be convert based on selected Currency in (Column L). 2. If you choose "Partial Conversion" then Column BA (AMOUNT) only will be converted based on selected currency (Column L) and Column BB (TAXES) value (INR) will be added to the converted values.
Note on K162: gepadmin: 1. If you choose "Full Conversion" then Column BA (AMOUNT) and Column BB (TAXES) BOTH values will be convert based on selected Currency in (Column L). 2. If you choose "Partial Conversion" then Column BA (AMOUNT) only will be converted based on selected currency (Column L) and Column BB (TAXES) value (INR) will be added to the converted values.
Note on K163: gepadmin: 1. If you choose "Full Conversion" then Column BA (AMOUNT) and Column BB (TAXES) BOTH values will be convert based on selected Currency in (Column L). 2. If you choose "Partial Conversion" then Column BA (AMOUNT) only will be converted based on selected currency (Column L) and Column BB (TAXES) value (INR) will be added to the converted values.
Note on K164: gepadmin: 1. If you choose "Full Conversion" then Column BA (AMOUNT) and Column BB (TAXES) BOTH values will be convert based on selected Currency in (Column L). 2. If you choose "Partial Conversion" then Column BA (AMOUNT) only will be converted based on selected currency (Column L) and Column BB (TAXES) value (INR) will be added to the converted values.
Note on K165: gepadmin: 1. If you choose "Full Conversion" then Column BA (AMOUNT) and Column BB (TAXES) BOTH values will be convert based on selected Currency in (Column L). 2. If you choose "Partial Conversion" then Column BA (AMOUNT) only will be converted based on selected currency (Column L) and Column BB (TAXES) value (INR) will be added to the converted values.
Note on K166: gepadmin: 1. If you choose "Full Conversion" then Column BA (AMOUNT) and Column BB (TAXES) BOTH values will be convert based on selected Currency in (Column L). 2. If you choose "Partial Conversion" then Column BA (AMOUNT) only will be converted based on selected currency (Column L) and Column BB (TAXES) value (INR) will be added to the converted values.
Note on K167: gepadmin: 1. If you choose "Full Conversion" then Column BA (AMOUNT) and Column BB (TAXES) BOTH values will be convert based on selected Currency in (Column L). 2. If you choose "Partial Conversion" then Column BA (AMOUNT) only will be converted based on selected currency (Column L) and Column BB (TAXES) value (INR) will be added to the converted values.
Note on K168: gepadmin: 1. If you choose "Full Conversion" then Column BA (AMOUNT) and Column BB (TAXES) BOTH values will be convert based on selected Currency in (Column L). 2. If you choose "Partial Conversion" then Column BA (AMOUNT) only will be converted based on selected currency (Column L) and Column BB (TAXES) value (INR) will be added to the converted values.
Note on K169: gepadmin: 1. If you choose "Full Conversion" then Column BA (AMOUNT) and Column BB (TAXES) BOTH values will be convert based on selected Currency in (Column L). 2. If you choose "Partial Conversion" then Column BA (AMOUNT) only will be converted based on selected currency (Column L) and Column BB (TAXES) value (INR) will be added to the converted values.
Note on K170: gepadmin: 1. If you choose "Full Conversion" then Column BA (AMOUNT) and Column BB (TAXES) BOTH values will be convert based on selected Currency in (Column L). 2. If you choose "Partial Conversion" then Column BA (AMOUNT) only will be converted based on selected currency (Column L) and Column BB (TAXES) value (INR) will be added to the converted values.
Note on K171: gepadmin: 1. If you choose "Full Conversion" then Column BA (AMOUNT) and Column BB (TAXES) BOTH values will be convert based on selected Currency in (Column L). 2. If you choose "Partial Conversion" then Column BA (AMOUNT) only will be converted based on selected currency (Column L) and Column BB (TAXES) value (INR) will be added to the converted values.
Note on K172: gepadmin: 1. If you choose "Full Conversion" then Column BA (AMOUNT) and Column BB (TAXES) BOTH values will be convert based on selected Currency in (Column L). 2. If you choose "Partial Conversion" then Column BA (AMOUNT) only will be converted based on selected currency (Column L) and Column BB (TAXES) value (INR) will be added to the converted values.
Note on K173: gepadmin: 1. If you choose "Full Conversion" then Column BA (AMOUNT) and Column BB (TAXES) BOTH values will be convert based on selected Currency in (Column L). 2. If you choose "Partial Conversion" then Column BA (AMOUNT) only will be converted based on selected currency (Column L) and Column BB (TAXES) value (INR) will be added to the converted values.
Note on K174: gepadmin: 1. If you choose "Full Conversion" then Column BA (AMOUNT) and Column BB (TAXES) BOTH values will be convert based on selected Currency in (Column L). 2. If you choose "Partial Conversion" then Column BA (AMOUNT) only will be converted based on selected currency (Column L) and Column BB (TAXES) value (INR) will be added to the converted values.
Note on K175: gepadmin: 1. If you choose "Full Conversion" then Column BA (AMOUNT) and Column BB (TAXES) BOTH values will be convert based on selected Currency in (Column L). 2. If you choose "Partial Conversion" then Column BA (AMOUNT) only will be converted based on selected currency (Column L) and Column BB (TAXES) value (INR) will be added to the converted values.
Note on K176: gepadmin: 1. If you choose "Full Conversion" then Column BA (AMOUNT) and Column BB (TAXES) BOTH values will be convert based on selected Currency in (Column L). 2. If you choose "Partial Conversion" then Column BA (AMOUNT) only will be converted based on selected currency (Column L) and Column BB (TAXES) value (INR) will be added to the converted values.
Note on K177: gepadmin: 1. If you choose "Full Conversion" then Column BA (AMOUNT) and Column BB (TAXES) BOTH values will be convert based on selected Currency in (Column L). 2. If you choose "Partial Conversion" then Column BA (AMOUNT) only will be converted based on selected currency (Column L) and Column BB (TAXES) value (INR) will be added to the converted values.
Note on K178: gepadmin: 1. If you choose "Full Conversion" then Column BA (AMOUNT) and Column BB (TAXES) BOTH values will be convert based on selected Currency in (Column L). 2. If you choose "Partial Conversion" then Column BA (AMOUNT) only will be converted based on selected currency (Column L) and Column BB (TAXES) value (INR) will be added to the converted values.
Note on K179: gepadmin: 1. If you choose "Full Conversion" then Column BA (AMOUNT) and Column BB (TAXES) BOTH values will be convert based on selected Currency in (Column L). 2. If you choose "Partial Conversion" then Column BA (AMOUNT) only will be converted based on selected currency (Column L) and Column BB (TAXES) value (INR) will be added to the converted values.
Note on K180: gepadmin: 1. If you choose "Full Conversion" then Column BA (AMOUNT) and Column BB (TAXES) BOTH values will be convert based on selected Currency in (Column L). 2. If you choose "Partial Conversion" then Column BA (AMOUNT) only will be converted based on selected currency (Column L) and Column BB (TAXES) value (INR) will be added to the converted values.
Note on K181: gepadmin: 1. If you choose "Full Conversion" then Column BA (AMOUNT) and Column BB (TAXES) BOTH values will be convert based on selected Currency in (Column L). 2. If you choose "Partial Conversion" then Column BA (AMOUNT) only will be converted based on selected currency (Column L) and Column BB (TAXES) value (INR) will be added to the converted values.
Note on K182: gepadmin: 1. If you choose "Full Conversion" then Column BA (AMOUNT) and Column BB (TAXES) BOTH values will be convert based on selected Currency in (Column L). 2. If you choose "Partial Conversion" then Column BA (AMOUNT) only will be converted based on selected currency (Column L) and Column BB (TAXES) value (INR) will be added to the converted values.
Note on K183: gepadmin: 1. If you choose "Full Conversion" then Column BA (AMOUNT) and Column BB (TAXES) BOTH values will be convert based on selected Currency in (Column L). 2. If you choose "Partial Conversion" then Column BA (AMOUNT) only will be converted based on selected currency (Column L) and Column BB (TAXES) value (INR) will be added to the converted values.
Note on K184: gepadmin: 1. If you choose "Full Conversion" then Column BA (AMOUNT) and Column BB (TAXES) BOTH values will be convert based on selected Currency in (Column L). 2. If you choose "Partial Conversion" then Column BA (AMOUNT) only will be converted based on selected currency (Column L) and Column BB (TAXES) value (INR) will be added to the converted values.
Note on K185: gepadmin: 1. If you choose "Full Conversion" then Column BA (AMOUNT) and Column BB (TAXES) BOTH values will be convert based on selected Currency in (Column L). 2. If you choose "Partial Conversion" then Column BA (AMOUNT) only will be converted based on selected currency (Column L) and Column BB (TAXES) value (INR) will be added to the converted values.
Note on K186: gepadmin: 1. If you choose "Full Conversion" then Column BA (AMOUNT) and Column BB (TAXES) BOTH values will be convert based on selected Currency in (Column L). 2. If you choose "Partial Conversion" then Column BA (AMOUNT) only will be converted based on selected currency (Column L) and Column BB (TAXES) value (INR) will be added to the converted values.
Note on K187: gepadmin: 1. If you choose "Full Conversion" then Column BA (AMOUNT) and Column BB (TAXES) BOTH values will be convert based on selected Currency in (Column L). 2. If you choose "Partial Conversion" then Column BA (AMOUNT) only will be converted based on selected currency (Column L) and Column BB (TAXES) value (INR) will be added to the converted values.
Note on K188: gepadmin: 1. If you choose "Full Conversion" then Column BA (AMOUNT) and Column BB (TAXES) BOTH values will be convert based on selected Currency in (Column L). 2. If you choose "Partial Conversion" then Column BA (AMOUNT) only will be converted based on selected currency (Column L) and Column BB (TAXES) value (INR) will be added to the converted values.
Note on K189: gepadmin: 1. If you choose "Full Conversion" then Column BA (AMOUNT) and Column BB (TAXES) BOTH values will be convert based on selected Currency in (Column L). 2. If you choose "Partial Conversion" then Column BA (AMOUNT) only will be converted based on selected currency (Column L) and Column BB (TAXES) value (INR) will be added to the converted values.
Note on K190: gepadmin: 1. If you choose "Full Conversion" then Column BA (AMOUNT) and Column BB (TAXES) BOTH values will be convert based on selected Currency in (Column L). 2. If you choose "Partial Conversion" then Column BA (AMOUNT) only will be converted based on selected currency (Column L) and Column BB (TAXES) value (INR) will be added to the converted values.
Note on K191: gepadmin: 1. If you choose "Full Conversion" then Column BA (AMOUNT) and Column BB (TAXES) BOTH values will be convert based on selected Currency in (Column L). 2. If you choose "Partial Conversion" then Column BA (AMOUNT) only will be converted based on selected currency (Column L) and Column BB (TAXES) value (INR) will be added to the converted values.
Note on K192: gepadmin: 1. If you choose "Full Conversion" then Column BA (AMOUNT) and Column BB (TAXES) BOTH values will be convert based on selected Currency in (Column L). 2. If you choose "Partial Conversion" then Column BA (AMOUNT) only will be converted based on selected currency (Column L) and Column BB (TAXES) value (INR) will be added to the converted values.
Note on K193: gepadmin: 1. If you choose "Full Conversion" then Column BA (AMOUNT) and Column BB (TAXES) BOTH values will be convert based on selected Currency in (Column L). 2. If you choose "Partial Conversion" then Column BA (AMOUNT) only will be converted based on selected currency (Column L) and Column BB (TAXES) value (INR) will be added to the converted values.
Note on K194: gepadmin: 1. If you choose "Full Conversion" then Column BA (AMOUNT) and Column BB (TAXES) BOTH values will be convert based on selected Currency in (Column L). 2. If you choose "Partial Conversion" then Column BA (AMOUNT) only will be converted based on selected currency (Column L) and Column BB (TAXES) value (INR) will be added to the converted values.
Note on K195: gepadmin: 1. If you choose "Full Conversion" then Column BA (AMOUNT) and Column BB (TAXES) BOTH values will be convert based on selected Currency in (Column L). 2. If you choose "Partial Conversion" then Column BA (AMOUNT) only will be converted based on selected currency (Column L) and Column BB (TAXES) value (INR) will be added to the converted values.
Note on K196: gepadmin: 1. If you choose "Full Conversion" then Column BA (AMOUNT) and Column BB (TAXES) BOTH values will be convert based on selected Currency in (Column L). 2. If you choose "Partial Conversion" then Column BA (AMOUNT) only will be converted based on selected currency (Column L) and Column BB (TAXES) value (INR) will be added to the converted values.
Note on K197: gepadmin: 1. If you choose "Full Conversion" then Column BA (AMOUNT) and Column BB (TAXES) BOTH values will be convert based on selected Currency in (Column L). 2. If you choose "Partial Conversion" then Column BA (AMOUNT) only will be converted based on selected currency (Column L) and Column BB (TAXES) value (INR) will be added to the converted values.
Note on K198: gepadmin: 1. If you choose "Full Conversion" then Column BA (AMOUNT) and Column BB (TAXES) BOTH values will be convert based on selected Currency in (Column L). 2. If you choose "Partial Conversion" then Column BA (AMOUNT) only will be converted based on selected currency (Column L) and Column BB (TAXES) value (INR) will be added to the converted values.
Note on K199: gepadmin: 1. If you choose "Full Conversion" then Column BA (AMOUNT) and Column BB (TAXES) BOTH values will be convert based on selected Currency in (Column L). 2. If you choose "Partial Conversion" then Column BA (AMOUNT) only will be converted based on selected currency (Column L) and Column BB (TAXES) value (INR) will be added to the converted values.
Note on K200: gepadmin: 1. If you choose "Full Conversion" then Column BA (AMOUNT) and Column BB (TAXES) BOTH values will be convert based on selected Currency in (Column L). 2. If you choose "Partial Conversion" then Column BA (AMOUNT) only will be converted based on selected currency (Column L) and Column BB (TAXES) value (INR) will be added to the converted values.
Note on K201: gepadmin: 1. If you choose "Full Conversion" then Column BA (AMOUNT) and Column BB (TAXES) BOTH values will be convert based on selected Currency in (Column L). 2. If you choose "Partial Conversion" then Column BA (AMOUNT) only will be converted based on selected currency (Column L) and Column BB (TAXES) value (INR) will be added to the converted values.
Note on K202: gepadmin: 1. If you choose "Full Conversion" then Column BA (AMOUNT) and Column BB (TAXES) BOTH values will be convert based on selected Currency in (Column L). 2. If you choose "Partial Conversion" then Column BA (AMOUNT) only will be converted based on selected currency (Column L) and Column BB (TAXES) value (INR) will be added to the converted values.
Note on K203: gepadmin: 1. If you choose "Full Conversion" then Column BA (AMOUNT) and Column BB (TAXES) BOTH values will be convert based on selected Currency in (Column L). 2. If you choose "Partial Conversion" then Column BA (AMOUNT) only will be converted based on selected currency (Column L) and Column BB (TAXES) value (INR) will be added to the converted values.
Note on K204: gepadmin: 1. If you choose "Full Conversion" then Column BA (AMOUNT) and Column BB (TAXES) BOTH values will be convert based on selected Currency in (Column L). 2. If you choose "Partial Conversion" then Column BA (AMOUNT) only will be converted based on selected currency (Column L) and Column BB (TAXES) value (INR) will be added to the converted values.
Note on K205: gepadmin: 1. If you choose "Full Conversion" then Column BA (AMOUNT) and Column BB (TAXES) BOTH values will be convert based on selected Currency in (Column L). 2. If you choose "Partial Conversion" then Column BA (AMOUNT) only will be converted based on selected currency (Column L) and Column BB (TAXES) value (INR) will be added to the converted values.
Note on K206: gepadmin: 1. If you choose "Full Conversion" then Column BA (AMOUNT) and Column BB (TAXES) BOTH values will be convert based on selected Currency in (Column L). 2. If you choose "Partial Conversion" then Column BA (AMOUNT) only will be converted based on selected currency (Column L) and Column BB (TAXES) value (INR) will be added to the converted values.
Note on K207: gepadmin: 1. If you choose "Full Conversion" then Column BA (AMOUNT) and Column BB (TAXES) BOTH values will be convert based on selected Currency in (Column L). 2. If you choose "Partial Conversion" then Column BA (AMOUNT) only will be converted based on selected currency (Column L) and Column BB (TAXES) value (INR) will be added to the converted values.
Note on K208: gepadmin: 1. If you choose "Full Conversion" then Column BA (AMOUNT) and Column BB (TAXES) BOTH values will be convert based on selected Currency in (Column L). 2. If you choose "Partial Conversion" then Column BA (AMOUNT) only will be converted based on selected currency (Column L) and Column BB (TAXES) value (INR) will be added to the converted values.
Note on K209: gepadmin: 1. If you choose "Full Conversion" then Column BA (AMOUNT) and Column BB (TAXES) BOTH values will be convert based on selected Currency in (Column L). 2. If you choose "Partial Conversion" then Column BA (AMOUNT) only will be converted based on selected currency (Column L) and Column BB (TAXES) value (INR) will be added to the converted values.
Note on K210: gepadmin: 1. If you choose "Full Conversion" then Column BA (AMOUNT) and Column BB (TAXES) BOTH values will be convert based on selected Currency in (Column L). 2. If you choose "Partial Conversion" then Column BA (AMOUNT) only will be converted based on selected currency (Column L) and Column BB (TAXES) value (INR) will be added to the converted values.
Note on K211: gepadmin: 1. If you choose "Full Conversion" then Column BA (AMOUNT) and Column BB (TAXES) BOTH values will be convert based on selected Currency in (Column L). 2. If you choose "Partial Conversion" then Column BA (AMOUNT) only will be converted based on selected currency (Column L) and Column BB (TAXES) value (INR) will be added to the converted values.
Note on K212: gepadmin: 1. If you choose "Full Conversion" then Column BA (AMOUNT) and Column BB (TAXES) BOTH values will be convert based on selected Currency in (Column L). 2. If you choose "Partial Conversion" then Column BA (AMOUNT) only will be converted based on selected currency (Column L) and Column BB (TAXES) value (INR) will be added to the converted values.
Note on K213: gepadmin: 1. If you choose "Full Conversion" then Column BA (AMOUNT) and Column BB (TAXES) BOTH values will be convert based on selected Currency in (Column L). 2. If you choose "Partial Conversion" then Column BA (AMOUNT) only will be converted based on selected currency (Column L) and Column BB (TAXES) value (INR) will be added to the converted values.
Note on K214: gepadmin: 1. If you choose "Full Conversion" then Column BA (AMOUNT) and Column BB (TAXES) BOTH values will be convert based on selected Currency in (Column L). 2. If you choose "Partial Conversion" then Column BA (AMOUNT) only will be converted based on selected currency (Column L) and Column BB (TAXES) value (INR) will be added to the converted values.
Note on K215: gepadmin: 1. If you choose "Full Conversion" then Column BA (AMOUNT) and Column BB (TAXES) BOTH values will be convert based on selected Currency in (Column L). 2. If you choose "Partial Conversion" then Column BA (AMOUNT) only will be converted based on selected currency (Column L) and Column BB (TAXES) value (INR) will be added to the converted values.
Note on K216: gepadmin: 1. If you choose "Full Conversion" then Column BA (AMOUNT) and Column BB (TAXES) BOTH values will be convert based on selected Currency in (Column L). 2. If you choose "Partial Conversion" then Column BA (AMOUNT) only will be converted based on selected currency (Column L) and Column BB (TAXES) value (INR) will be added to the converted values.
Note on K217: gepadmin: 1. If you choose "Full Conversion" then Column BA (AMOUNT) and Column BB (TAXES) BOTH values will be convert based on selected Currency in (Column L). 2. If you choose "Partial Conversion" then Column BA (AMOUNT) only will be converted based on selected currency (Column L) and Column BB (TAXES) value (INR) will be added to the converted values.
Note on K218: gepadmin: 1. If you choose "Full Conversion" then Column BA (AMOUNT) and Column BB (TAXES) BOTH values will be convert based on selected Currency in (Column L). 2. If you choose "Partial Conversion" then Column BA (AMOUNT) only will be converted based on selected currency (Column L) and Column BB (TAXES) value (INR) will be added to the converted values.
Note on K219: gepadmin: 1. If you choose "Full Conversion" then Column BA (AMOUNT) and Column BB (TAXES) BOTH values will be convert based on selected Currency in (Column L). 2. If you choose "Partial Conversion" then Column BA (AMOUNT) only will be converted based on selected currency (Column L) and Column BB (TAXES) value (INR) will be added to the converted values.
Note on K220: gepadmin: 1. If you choose "Full Conversion" then Column BA (AMOUNT) and Column BB (TAXES) BOTH values will be convert based on selected Currency in (Column L). 2. If you choose "Partial Conversion" then Column BA (AMOUNT) only will be converted based on selected currency (Column L) and Column BB (TAXES) value (INR) will be added to the converted values.
Note on K221: gepadmin: 1. If you choose "Full Conversion" then Column BA (AMOUNT) and Column BB (TAXES) BOTH values will be convert based on selected Currency in (Column L). 2. If you choose "Partial Conversion" then Column BA (AMOUNT) only will be converted based on selected currency (Column L) and Column BB (TAXES) value (INR) will be added to the converted values.
Note on K222: gepadmin: 1. If you choose "Full Conversion" then Column BA (AMOUNT) and Column BB (TAXES) BOTH values will be convert based on selected Currency in (Column L). 2. If you choose "Partial Conversion" then Column BA (AMOUNT) only will be converted based on selected currency (Column L) and Column BB (TAXES) value (INR) will be added to the converted values.
Note on K223: gepadmin: 1. If you choose "Full Conversion" then Column BA (AMOUNT) and Column BB (TAXES) BOTH values will be convert based on selected Currency in (Column L). 2. If you choose "Partial Conversion" then Column BA (AMOUNT) only will be converted based on selected currency (Column L) and Column BB (TAXES) value (INR) will be added to the converted values.
Note on K224: gepadmin: 1. If you choose "Full Conversion" then Column BA (AMOUNT) and Column BB (TAXES) BOTH values will be convert based on selected Currency in (Column L). 2. If you choose "Partial Conversion" then Column BA (AMOUNT) only will be converted based on selected currency (Column L) and Column BB (TAXES) value (INR) will be added to the converted values.
Note on K225: gepadmin: 1. If you choose "Full Conversion" then Column BA (AMOUNT) and Column BB (TAXES) BOTH values will be convert based on selected Currency in (Column L). 2. If you choose "Partial Conversion" then Column BA (AMOUNT) only will be converted based on selected currency (Column L) and Column BB (TAXES) value (INR) will be added to the converted values.
Note on K226: gepadmin: 1. If you choose "Full Conversion" then Column BA (AMOUNT) and Column BB (TAXES) BOTH values will be convert based on selected Currency in (Column L). 2. If you choose "Partial Conversion" then Column BA (AMOUNT) only will be converted based on selected currency (Column L) and Column BB (TAXES) value (INR) will be added to the converted values.
Note on K227: gepadmin: 1. If you choose "Full Conversion" then Column BA (AMOUNT) and Column BB (TAXES) BOTH values will be convert based on selected Currency in (Column L). 2. If you choose "Partial Conversion" then Column BA (AMOUNT) only will be converted based on selected currency (Column L) and Column BB (TAXES) value (INR) will be added to the converted values.
Note on K228: gepadmin: 1. If you choose "Full Conversion" then Column BA (AMOUNT) and Column BB (TAXES) BOTH values will be convert based on selected Currency in (Column L). 2. If you choose "Partial Conversion" then Column BA (AMOUNT) only will be converted based on selected currency (Column L) and Column BB (TAXES) value (INR) will be added to the converted values.
Note on K229: gepadmin: 1. If you choose "Full Conversion" then Column BA (AMOUNT) and Column BB (TAXES) BOTH values will be convert based on selected Currency in (Column L). 2. If you choose "Partial Conversion" then Column BA (AMOUNT) only will be converted based on selected currency (Column L) and Column BB (TAXES) value (INR) will be added to the converted values.
Note on K230: gepadmin: 1. If you choose "Full Conversion" then Column BA (AMOUNT) and Column BB (TAXES) BOTH values will be convert based on selected Currency in (Column L). 2. If you choose "Partial Conversion" then Column BA (AMOUNT) only will be converted based on selected currency (Column L) and Column BB (TAXES) value (INR) will be added to the converted values.
Note on K231: gepadmin: 1. If you choose "Full Conversion" then Column BA (AMOUNT) and Column BB (TAXES) BOTH values will be convert based on selected Currency in (Column L). 2. If you choose "Partial Conversion" then Column BA (AMOUNT) only will be converted based on selected currency (Column L) and Column BB (TAXES) value (INR) will be added to the converted values.
Note on K232: gepadmin: 1. If you choose "Full Conversion" then Column BA (AMOUNT) and Column BB (TAXES) BOTH values will be convert based on selected Currency in (Column L). 2. If you choose "Partial Conversion" then Column BA (AMOUNT) only will be converted based on selected currency (Column L) and Column BB (TAXES) value (INR) will be added to the converted values.
Note on K233: gepadmin: 1. If you choose "Full Conversion" then Column BA (AMOUNT) and Column BB (TAXES) BOTH values will be convert based on selected Currency in (Column L). 2. If you choose "Partial Conversion" then Column BA (AMOUNT) only will be converted based on selected currency (Column L) and Column BB (TAXES) value (INR) will be added to the converted values.
Note on K234: gepadmin: 1. If you choose "Full Conversion" then Column BA (AMOUNT) and Column BB (TAXES) BOTH values will be convert based on selected Currency in (Column L). 2. If you choose "Partial Conversion" then Column BA (AMOUNT) only will be converted based on selected currency (Column L) and Column BB (TAXES) value (INR) will be added to the converted values.
Note on K235: gepadmin: 1. If you choose "Full Conversion" then Column BA (AMOUNT) and Column BB (TAXES) BOTH values will be convert based on selected Currency in (Column L). 2. If you choose "Partial Conversion" then Column BA (AMOUNT) only will be converted based on selected currency (Column L) and Column BB (TAXES) value (INR) will be added to the converted values.
Note on K236: gepadmin: 1. If you choose "Full Conversion" then Column BA (AMOUNT) and Column BB (TAXES) BOTH values will be convert based on selected Currency in (Column L). 2. If you choose "Partial Conversion" then Column BA (AMOUNT) only will be converted based on selected currency (Column L) and Column BB (TAXES) value (INR) will be added to the converted values.
Note on K237: gepadmin: 1. If you choose "Full Conversion" then Column BA (AMOUNT) and Column BB (TAXES) BOTH values will be convert based on selected Currency in (Column L). 2. If you choose "Partial Conversion" then Column BA (AMOUNT) only will be converted based on selected currency (Column L) and Column BB (TAXES) value (INR) will be added to the converted values.
Note on K238: gepadmin: 1. If you choose "Full Conversion" then Column BA (AMOUNT) and Column BB (TAXES) BOTH values will be convert based on selected Currency in (Column L). 2. If you choose "Partial Conversion" then Column BA (AMOUNT) only will be converted based on selected currency (Column L) and Column BB (TAXES) value (INR) will be added to the converted values.
Note on K239: gepadmin: 1. If you choose "Full Conversion" then Column BA (AMOUNT) and Column BB (TAXES) BOTH values will be convert based on selected Currency in (Column L). 2. If you choose "Partial Conversion" then Column BA (AMOUNT) only will be converted based on selected currency (Column L) and Column BB (TAXES) value (INR) will be added to the converted values.
Note on K240: gepadmin: 1. If you choose "Full Conversion" then Column BA (AMOUNT) and Column BB (TAXES) BOTH values will be convert based on selected Currency in (Column L). 2. If you choose "Partial Conversion" then Column BA (AMOUNT) only will be converted based on selected currency (Column L) and Column BB (TAXES) value (INR) will be added to the converted values.
Note on K241: gepadmin: 1. If you choose "Full Conversion" then Column BA (AMOUNT) and Column BB (TAXES) BOTH values will be convert based on selected Currency in (Column L). 2. If you choose "Partial Conversion" then Column BA (AMOUNT) only will be converted based on selected currency (Column L) and Column BB (TAXES) value (INR) will be added to the converted values.
Note on K242: gepadmin: 1. If you choose "Full Conversion" then Column BA (AMOUNT) and Column BB (TAXES) BOTH values will be convert based on selected Currency in (Column L). 2. If you choose "Partial Conversion" then Column BA (AMOUNT) only will be converted based on selected currency (Column L) and Column BB (TAXES) value (INR) will be added to the converted values.
Note on K243: gepadmin: 1. If you choose "Full Conversion" then Column BA (AMOUNT) and Column BB (TAXES) BOTH values will be convert based on selected Currency in (Column L). 2. If you choose "Partial Conversion" then Column BA (AMOUNT) only will be converted based on selected currency (Column L) and Column BB (TAXES) value (INR) will be added to the converted values.
Note on K244: gepadmin: 1. If you choose "Full Conversion" then Column BA (AMOUNT) and Column BB (TAXES) BOTH values will be convert based on selected Currency in (Column L). 2. If you choose "Partial Conversion" then Column BA (AMOUNT) only will be converted based on selected currency (Column L) and Column BB (TAXES) value (INR) will be added to the converted values.
Note on K245: gepadmin: 1. If you choose "Full Conversion" then Column BA (AMOUNT) and Column BB (TAXES) BOTH values will be convert based on selected Currency in (Column L). 2. If you choose "Partial Conversion" then Column BA (AMOUNT) only will be converted based on selected currency (Column L) and Column BB (TAXES) value (INR) will be added to the converted values.
Note on K246: gepadmin: 1. If you choose "Full Conversion" then Column BA (AMOUNT) and Column BB (TAXES) BOTH values will be convert based on selected Currency in (Column L). 2. If you choose "Partial Conversion" then Column BA (AMOUNT) only will be converted based on selected currency (Column L) and Column BB (TAXES) value (INR) will be added to the converted values.
Note on K247: gepadmin: 1. If you choose "Full Conversion" then Column BA (AMOUNT) and Column BB (TAXES) BOTH values will be convert based on selected Currency in (Column L). 2. If you choose "Partial Conversion" then Column BA (AMOUNT) only will be converted based on selected currency (Column L) and Column BB (TAXES) value (INR) will be added to the converted values.
Note on K248: gepadmin: 1. If you choose "Full Conversion" then Column BA (AMOUNT) and Column BB (TAXES) BOTH values will be convert based on selected Currency in (Column L). 2. If you choose "Partial Conversion" then Column BA (AMOUNT) only will be converted based on selected currency (Column L) and Column BB (TAXES) value (INR) will be added to the converted values.
Note on K249: gepadmin: 1. If you choose "Full Conversion" then Column BA (AMOUNT) and Column BB (TAXES) BOTH values will be convert based on selected Currency in (Column L). 2. If you choose "Partial Conversion" then Column BA (AMOUNT) only will be converted based on selected currency (Column L) and Column BB (TAXES) value (INR) will be added to the converted values.
Note on K250: gepadmin: 1. If you choose "Full Conversion" then Column BA (AMOUNT) and Column BB (TAXES) BOTH values will be convert based on selected Currency in (Column L). 2. If you choose "Partial Conversion" then Column BA (AMOUNT) only will be converted based on selected currency (Column L) and Column BB (TAXES) value (INR) will be added to the converted values.
Note on K251: gepadmin: 1. If you choose "Full Conversion" then Column BA (AMOUNT) and Column BB (TAXES) BOTH values will be convert based on selected Currency in (Column L). 2. If you choose "Partial Conversion" then Column BA (AMOUNT) only will be converted based on selected currency (Column L) and Column BB (TAXES) value (INR) will be added to the converted values.
Note on K252: gepadmin: 1. If you choose "Full Conversion" then Column BA (AMOUNT) and Column BB (TAXES) BOTH values will be convert based on selected Currency in (Column L). 2. If you choose "Partial Conversion" then Column BA (AMOUNT) only will be converted based on selected currency (Column L) and Column BB (TAXES) value (INR) will be added to the converted values.
Note on K253: gepadmin: 1. If you choose "Full Conversion" then Column BA (AMOUNT) and Column BB (TAXES) BOTH values will be convert based on selected Currency in (Column L). 2. If you choose "Partial Conversion" then Column BA (AMOUNT) only will be converted based on selected currency (Column L) and Column BB (TAXES) value (INR) will be added to the converted values.
Note on K254: gepadmin: 1. If you choose "Full Conversion" then Column BA (AMOUNT) and Column BB (TAXES) BOTH values will be convert based on selected Currency in (Column L). 2. If you choose "Partial Conversion" then Column BA (AMOUNT) only will be converted based on selected currency (Column L) and Column BB (TAXES) value (INR) will be added to the converted values.
Note on K255: gepadmin: 1. If you choose "Full Conversion" then Column BA (AMOUNT) and Column BB (TAXES) BOTH values will be convert based on selected Currency in (Column L). 2. If you choose "Partial Conversion" then Column BA (AMOUNT) only will be converted based on selected currency (Column L) and Column BB (TAXES) value (INR) will be added to the converted values.
Note on K256: gepadmin: 1. If you choose "Full Conversion" then Column BA (AMOUNT) and Column BB (TAXES) BOTH values will be convert based on selected Currency in (Column L). 2. If you choose "Partial Conversion" then Column BA (AMOUNT) only will be converted based on selected currency (Column L) and Column BB (TAXES) value (INR) will be added to the converted values.
Note on K257: gepadmin: 1. If you choose "Full Conversion" then Column BA (AMOUNT) and Column BB (TAXES) BOTH values will be convert based on selected Currency in (Column L). 2. If you choose "Partial Conversion" then Column BA (AMOUNT) only will be converted based on selected currency (Column L) and Column BB (TAXES) value (INR) will be added to the converted values.
Note on K258: gepadmin: 1. If you choose "Full Conversion" then Column BA (AMOUNT) and Column BB (TAXES) BOTH values will be convert based on selected Currency in (Column L). 2. If you choose "Partial Conversion" then Column BA (AMOUNT) only will be converted based on selected currency (Column L) and Column BB (TAXES) value (INR) will be added to the converted values.
Note on K259: gepadmin: 1. If you choose "Full Conversion" then Column BA (AMOUNT) and Column BB (TAXES) BOTH values will be convert based on selected Currency in (Column L). 2. If you choose "Partial Conversion" then Column BA (AMOUNT) only will be converted based on selected currency (Column L) and Column BB (TAXES) value (INR) will be added to the converted values.
Note on K260: gepadmin: 1. If you choose "Full Conversion" then Column BA (AMOUNT) and Column BB (TAXES) BOTH values will be convert based on selected Currency in (Column L). 2. If you choose "Partial Conversion" then Column BA (AMOUNT) only will be converted based on selected currency (Column L) and Column BB (TAXES) value (INR) will be added to the converted values.
Note on K261: gepadmin: 1. If you choose "Full Conversion" then Column BA (AMOUNT) and Column BB (TAXES) BOTH values will be convert based on selected Currency in (Column L). 2. If you choose "Partial Conversion" then Column BA (AMOUNT) only will be converted based on selected currency (Column L) and Column BB (TAXES) value (INR) will be added to the converted values.
Note on K262: gepadmin: 1. If you choose "Full Conversion" then Column BA (AMOUNT) and Column BB (TAXES) BOTH values will be convert based on selected Currency in (Column L). 2. If you choose "Partial Conversion" then Column BA (AMOUNT) only will be converted based on selected currency (Column L) and Column BB (TAXES) value (INR) will be added to the converted values.
Note on K263: gepadmin: 1. If you choose "Full Conversion" then Column BA (AMOUNT) and Column BB (TAXES) BOTH values will be convert based on selected Currency in (Column L). 2. If you choose "Partial Conversion" then Column BA (AMOUNT) only will be converted based on selected currency (Column L) and Column BB (TAXES) value (INR) will be added to the converted values.
Note on K264: gepadmin: 1. If you choose "Full Conversion" then Column BA (AMOUNT) and Column BB (TAXES) BOTH values will be convert based on selected Currency in (Column L). 2. If you choose "Partial Conversion" then Column BA (AMOUNT) only will be converted based on selected currency (Column L) and Column BB (TAXES) value (INR) will be added to the converted values.
Note on K265: gepadmin: 1. If you choose "Full Conversion" then Column BA (AMOUNT) and Column BB (TAXES) BOTH values will be convert based on selected Currency in (Column L). 2. If you choose "Partial Conversion" then Column BA (AMOUNT) only will be converted based on selected currency (Column L) and Column BB (TAXES) value (INR) will be added to the converted values.
Note on K266: gepadmin: 1. If you choose "Full Conversion" then Column BA (AMOUNT) and Column BB (TAXES) BOTH values will be convert based on selected Currency in (Column L). 2. If you choose "Partial Conversion" then Column BA (AMOUNT) only will be converted based on selected currency (Column L) and Column BB (TAXES) value (INR) will be added to the converted values.
Note on K267: gepadmin: 1. If you choose "Full Conversion" then Column BA (AMOUNT) and Column BB (TAXES) BOTH values will be convert based on selected Currency in (Column L). 2. If you choose "Partial Conversion" then Column BA (AMOUNT) only will be converted based on selected currency (Column L) and Column BB (TAXES) value (INR) will be added to the converted values.
Note on K268: gepadmin: 1. If you choose "Full Conversion" then Column BA (AMOUNT) and Column BB (TAXES) BOTH values will be convert based on selected Currency in (Column L). 2. If you choose "Partial Conversion" then Column BA (AMOUNT) only will be converted based on selected currency (Column L) and Column BB (TAXES) value (INR) will be added to the converted values.
Note on K269: gepadmin: 1. If you choose "Full Conversion" then Column BA (AMOUNT) and Column BB (TAXES) BOTH values will be convert based on selected Currency in (Column L). 2. If you choose "Partial Conversion" then Column BA (AMOUNT) only will be converted based on selected currency (Column L) and Column BB (TAXES) value (INR) will be added to the converted values.
Note on K270: gepadmin: 1. If you choose "Full Conversion" then Column BA (AMOUNT) and Column BB (TAXES) BOTH values will be convert based on selected Currency in (Column L). 2. If you choose "Partial Conversion" then Column BA (AMOUNT) only will be converted based on selected currency (Column L) and Column BB (TAXES) value (INR) will be added to the converted values.
Note on K271: gepadmin: 1. If you choose "Full Conversion" then Column BA (AMOUNT) and Column BB (TAXES) BOTH values will be convert based on selected Currency in (Column L). 2. If you choose "Partial Conversion" then Column BA (AMOUNT) only will be converted based on selected currency (Column L) and Column BB (TAXES) value (INR) will be added to the converted values.
Note on K272: gepadmin: 1. If you choose "Full Conversion" then Column BA (AMOUNT) and Column BB (TAXES) BOTH values will be convert based on selected Currency in (Column L). 2. If you choose "Partial Conversion" then Column BA (AMOUNT) only will be converted based on selected currency (Column L) and Column BB (TAXES) value (INR) will be added to the converted values.
Note on K273: gepadmin: 1. If you choose "Full Conversion" then Column BA (AMOUNT) and Column BB (TAXES) BOTH values will be convert based on selected Currency in (Column L). 2. If you choose "Partial Conversion" then Column BA (AMOUNT) only will be converted based on selected currency (Column L) and Column BB (TAXES) value (INR) will be added to the converted values.
Note on K274: gepadmin: 1. If you choose "Full Conversion" then Column BA (AMOUNT) and Column BB (TAXES) BOTH values will be convert based on selected Currency in (Column L). 2. If you choose "Partial Conversion" then Column BA (AMOUNT) only will be converted based on selected currency (Column L) and Column BB (TAXES) value (INR) will be added to the converted values.
Note on K275: gepadmin: 1. If you choose "Full Conversion" then Column BA (AMOUNT) and Column BB (TAXES) BOTH values will be convert based on selected Currency in (Column L). 2. If you choose "Partial Conversion" then Column BA (AMOUNT) only will be converted based on selected currency (Column L) and Column BB (TAXES) value (INR) will be added to the converted values.
Note on K276: gepadmin: 1. If you choose "Full Conversion" then Column BA (AMOUNT) and Column BB (TAXES) BOTH values will be convert based on selected Currency in (Column L). 2. If you choose "Partial Conversion" then Column BA (AMOUNT) only will be converted based on selected currency (Column L) and Column BB (TAXES) value (INR) will be added to the converted values.
Note on K277: gepadmin: 1. If you choose "Full Conversion" then Column BA (AMOUNT) and Column BB (TAXES) BOTH values will be convert based on selected Currency in (Column L). 2. If you choose "Partial Conversion" then Column BA (AMOUNT) only will be converted based on selected currency (Column L) and Column BB (TAXES) value (INR) will be added to the converted values.
Note on K278: gepadmin: 1. If you choose "Full Conversion" then Column BA (AMOUNT) and Column BB (TAXES) BOTH values will be convert based on selected Currency in (Column L). 2. If you choose "Partial Conversion" then Column BA (AMOUNT) only will be converted based on selected currency (Column L) and Column BB (TAXES) value (INR) will be added to the converted values.
Note on K279: gepadmin: 1. If you choose "Full Conversion" then Column BA (AMOUNT) and Column BB (TAXES) BOTH values will be convert based on selected Currency in (Column L). 2. If you choose "Partial Conversion" then Column BA (AMOUNT) only will be converted based on selected currency (Column L) and Column BB (TAXES) value (INR) will be added to the converted values.
Note on K280: gepadmin: 1. If you choose "Full Conversion" then Column BA (AMOUNT) and Column BB (TAXES) BOTH values will be convert based on selected Currency in (Column L). 2. If you choose "Partial Conversion" then Column BA (AMOUNT) only will be converted based on selected currency (Column L) and Column BB (TAXES) value (INR) will be added to the converted values.
Note on K281: gepadmin: 1. If you choose "Full Conversion" then Column BA (AMOUNT) and Column BB (TAXES) BOTH values will be convert based on selected Currency in (Column L). 2. If you choose "Partial Conversion" then Column BA (AMOUNT) only will be converted based on selected currency (Column L) and Column BB (TAXES) value (INR) will be added to the converted values.
Note on K282: gepadmin: 1. If you choose "Full Conversion" then Column BA (AMOUNT) and Column BB (TAXES) BOTH values will be convert based on selected Currency in (Column L). 2. If you choose "Partial Conversion" then Column BA (AMOUNT) only will be converted based on selected currency (Column L) and Column BB (TAXES) value (INR) will be added to the converted values.
Note on K283: gepadmin: 1. If you choose "Full Conversion" then Column BA (AMOUNT) and Column BB (TAXES) BOTH values will be convert based on selected Currency in (Column L). 2. If you choose "Partial Conversion" then Column BA (AMOUNT) only will be converted based on selected currency (Column L) and Column BB (TAXES) value (INR) will be added to the converted values.
Note on K284: gepadmin: 1. If you choose "Full Conversion" then Column BA (AMOUNT) and Column BB (TAXES) BOTH values will be convert based on selected Currency in (Column L). 2. If you choose "Partial Conversion" then Column BA (AMOUNT) only will be converted based on selected currency (Column L) and Column BB (TAXES) value (INR) will be added to the converted values.
Note on K285: gepadmin: 1. If you choose "Full Conversion" then Column BA (AMOUNT) and Column BB (TAXES) BOTH values will be convert based on selected Currency in (Column L). 2. If you choose "Partial Conversion" then Column BA (AMOUNT) only will be converted based on selected currency (Column L) and Column BB (TAXES) value (INR) will be added to the converted values.
Note on K286: gepadmin: 1. If you choose "Full Conversion" then Column BA (AMOUNT) and Column BB (TAXES) BOTH values will be convert based on selected Currency in (Column L). 2. If you choose "Partial Conversion" then Column BA (AMOUNT) only will be converted based on selected currency (Column L) and Column BB (TAXES) value (INR) will be added to the converted values.
Note on K287: gepadmin: 1. If you choose "Full Conversion" then Column BA (AMOUNT) and Column BB (TAXES) BOTH values will be convert based on selected Currency in (Column L). 2. If you choose "Partial Conversion" then Column BA (AMOUNT) only will be converted based on selected currency (Column L) and Column BB (TAXES) value (INR) will be added to the converted values.
Note on K288: gepadmin: 1. If you choose "Full Conversion" then Column BA (AMOUNT) and Column BB (TAXES) BOTH values will be convert based on selected Currency in (Column L). 2. If you choose "Partial Conversion" then Column BA (AMOUNT) only will be converted based on selected currency (Column L) and Column BB (TAXES) value (INR) will be added to the converted values.
Note on K289: gepadmin: 1. If you choose "Full Conversion" then Column BA (AMOUNT) and Column BB (TAXES) BOTH values will be convert based on selected Currency in (Column L). 2. If you choose "Partial Conversion" then Column BA (AMOUNT) only will be converted based on selected currency (Column L) and Column BB (TAXES) value (INR) will be added to the converted values.
Note on K290: gepadmin: 1. If you choose "Full Conversion" then Column BA (AMOUNT) and Column BB (TAXES) BOTH values will be convert based on selected Currency in (Column L). 2. If you choose "Partial Conversion" then Column BA (AMOUNT) only will be converted based on selected currency (Column L) and Column BB (TAXES) value (INR) will be added to the converted values.
Note on K291: gepadmin: 1. If you choose "Full Conversion" then Column BA (AMOUNT) and Column BB (TAXES) BOTH values will be convert based on selected Currency in (Column L). 2. If you choose "Partial Conversion" then Column BA (AMOUNT) only will be converted based on selected currency (Column L) and Column BB (TAXES) value (INR) will be added to the converted values.
Note on K292: gepadmin: 1. If you choose "Full Conversion" then Column BA (AMOUNT) and Column BB (TAXES) BOTH values will be convert based on selected Currency in (Column L). 2. If you choose "Partial Conversion" then Column BA (AMOUNT) only will be converted based on selected currency (Column L) and Column BB (TAXES) value (INR) will be added to the converted values.
Note on K293: gepadmin: 1. If you choose "Full Conversion" then Column BA (AMOUNT) and Column BB (TAXES) BOTH values will be convert based on selected Currency in (Column L). 2. If you choose "Partial Conversion" then Column BA (AMOUNT) only will be converted based on selected currency (Column L) and Column BB (TAXES) value (INR) will be added to the converted values.
Note on K294: gepadmin: 1. If you choose "Full Conversion" then Column BA (AMOUNT) and Column BB (TAXES) BOTH values will be convert based on selected Currency in (Column L). 2. If you choose "Partial Conversion" then Column BA (AMOUNT) only will be converted based on selected currency (Column L) and Column BB (TAXES) value (INR) will be added to the converted values.
Note on K295: gepadmin: 1. If you choose "Full Conversion" then Column BA (AMOUNT) and Column BB (TAXES) BOTH values will be convert based on selected Currency in (Column L). 2. If you choose "Partial Conversion" then Column BA (AMOUNT) only will be converted based on selected currency (Column L) and Column BB (TAXES) value (INR) will be added to the converted values.
Note on K296: gepadmin: 1. If you choose "Full Conversion" then Column BA (AMOUNT) and Column BB (TAXES) BOTH values will be convert based on selected Currency in (Column L). 2. If you choose "Partial Conversion" then Column BA (AMOUNT) only will be converted based on selected currency (Column L) and Column BB (TAXES) value (INR) will be added to the converted values.
Note on K297: gepadmin: 1. If you choose "Full Conversion" then Column BA (AMOUNT) and Column BB (TAXES) BOTH values will be convert based on selected Currency in (Column L). 2. If you choose "Partial Conversion" then Column BA (AMOUNT) only will be converted based on selected currency (Column L) and Column BB (TAXES) value (INR) will be added to the converted values.
Note on K298: gepadmin: 1. If you choose "Full Conversion" then Column BA (AMOUNT) and Column BB (TAXES) BOTH values will be convert based on selected Currency in (Column L). 2. If you choose "Partial Conversion" then Column BA (AMOUNT) only will be converted based on selected currency (Column L) and Column BB (TAXES) value (INR) will be added to the converted values.
Note on K299: gepadmin: 1. If you choose "Full Conversion" then Column BA (AMOUNT) and Column BB (TAXES) BOTH values will be convert based on selected Currency in (Column L). 2. If you choose "Partial Conversion" then Column BA (AMOUNT) only will be converted based on selected currency (Column L) and Column BB (TAXES) value (INR) will be added to the converted values.
Note on K300: gepadmin: 1. If you choose "Full Conversion" then Column BA (AMOUNT) and Column BB (TAXES) BOTH values will be convert based on selected Currency in (Column L). 2. If you choose "Partial Conversion" then Column BA (AMOUNT) only will be converted based on selected currency (Column L) and Column BB (TAXES) value (INR) will be added to the converted values.
Note on K301: gepadmin: 1. If you choose "Full Conversion" then Column BA (AMOUNT) and Column BB (TAXES) BOTH values will be convert based on selected Currency in (Column L). 2. If you choose "Partial Conversion" then Column BA (AMOUNT) only will be converted based on selected currency (Column L) and Column BB (TAXES) value (INR) will be added to the converted values.
Note on K302: gepadmin: 1. If you choose "Full Conversion" then Column BA (AMOUNT) and Column BB (TAXES) BOTH values will be convert based on selected Currency in (Column L). 2. If you choose "Partial Conversion" then Column BA (AMOUNT) only will be converted based on selected currency (Column L) and Column BB (TAXES) value (INR) will be added to the converted values.
Note on K303: gepadmin: 1. If you choose "Full Conversion" then Column BA (AMOUNT) and Column BB (TAXES) BOTH values will be convert based on selected Currency in (Column L). 2. If you choose "Partial Conversion" then Column BA (AMOUNT) only will be converted based on selected currency (Column L) and Column BB (TAXES) value (INR) will be added to the converted values.
Note on K304: gepadmin: 1. If you choose "Full Conversion" then Column BA (AMOUNT) and Column BB (TAXES) BOTH values will be convert based on selected Currency in (Column L). 2. If you choose "Partial Conversion" then Column BA (AMOUNT) only will be converted based on selected currency (Column L) and Column BB (TAXES) value (INR) will be added to the converted values.
Note on K305: gepadmin: 1. If you choose "Full Conversion" then Column BA (AMOUNT) and Column BB (TAXES) BOTH values will be convert based on selected Currency in (Column L). 2. If you choose "Partial Conversion" then Column BA (AMOUNT) only will be converted based on selected currency (Column L) and Column BB (TAXES) value (INR) will be added to the converted values.
Note on K306: gepadmin: 1. If you choose "Full Conversion" then Column BA (AMOUNT) and Column BB (TAXES) BOTH values will be convert based on selected Currency in (Column L). 2. If you choose "Partial Conversion" then Column BA (AMOUNT) only will be converted based on selected currency (Column L) and Column BB (TAXES) value (INR) will be added to the converted values.
Note on K307: gepadmin: 1. If you choose "Full Conversion" then Column BA (AMOUNT) and Column BB (TAXES) BOTH values will be convert based on selected Currency in (Column L). 2. If you choose "Partial Conversion" then Column BA (AMOUNT) only will be converted based on selected currency (Column L) and Column BB (TAXES) value (INR) will be added to the converted values.
Note on K308: gepadmin: 1. If you choose "Full Conversion" then Column BA (AMOUNT) and Column BB (TAXES) BOTH values will be convert based on selected Currency in (Column L). 2. If you choose "Partial Conversion" then Column BA (AMOUNT) only will be converted based on selected currency (Column L) and Column BB (TAXES) value (INR) will be added to the converted values.
Note on K309: gepadmin: 1. If you choose "Full Conversion" then Column BA (AMOUNT) and Column BB (TAXES) BOTH values will be convert based on selected Currency in (Column L). 2. If you choose "Partial Conversion" then Column BA (AMOUNT) only will be converted based on selected currency (Column L) and Column BB (TAXES) value (INR) will be added to the converted values.
Note on K310: gepadmin: 1. If you choose "Full Conversion" then Column BA (AMOUNT) and Column BB (TAXES) BOTH values will be convert based on selected Currency in (Column L). 2. If you choose "Partial Conversion" then Column BA (AMOUNT) only will be converted based on selected currency (Column L) and Column BB (TAXES) value (INR) will be added to the converted values.
Note on K311: gepadmin: 1. If you choose "Full Conversion" then Column BA (AMOUNT) and Column BB (TAXES) BOTH values will be convert based on selected Currency in (Column L). 2. If you choose "Partial Conversion" then Column BA (AMOUNT) only will be converted based on selected currency (Column L) and Column BB (TAXES) value (INR) will be added to the converted values.
Note on K312: gepadmin: 1. If you choose "Full Conversion" then Column BA (AMOUNT) and Column BB (TAXES) BOTH values will be convert based on selected Currency in (Column L). 2. If you choose "Partial Conversion" then Column BA (AMOUNT) only will be converted based on selected currency (Column L) and Column BB (TAXES) value (INR) will be added to the converted values.
Note on K313: gepadmin: 1. If you choose "Full Conversion" then Column BA (AMOUNT) and Column BB (TAXES) BOTH values will be convert based on selected Currency in (Column L). 2. If you choose "Partial Conversion" then Column BA (AMOUNT) only will be converted based on selected currency (Column L) and Column BB (TAXES) value (INR) will be added to the converted values.
Note on K314: gepadmin: 1. If you choose "Full Conversion" then Column BA (AMOUNT) and Column BB (TAXES) BOTH values will be convert based on selected Currency in (Column L). 2. If you choose "Partial Conversion" then Column BA (AMOUNT) only will be converted based on selected currency (Column L) and Column BB (TAXES) value (INR) will be added to the converted values.
Note on K315: gepadmin: 1. If you choose "Full Conversion" then Column BA (AMOUNT) and Column BB (TAXES) BOTH values will be convert based on selected Currency in (Column L). 2. If you choose "Partial Conversion" then Column BA (AMOUNT) only will be converted based on selected currency (Column L) and Column BB (TAXES) value (INR) will be added to the converted values.
Note on K316: gepadmin: 1. If you choose "Full Conversion" then Column BA (AMOUNT) and Column BB (TAXES) BOTH values will be convert based on selected Currency in (Column L). 2. If you choose "Partial Conversion" then Column BA (AMOUNT) only will be converted based on selected currency (Column L) and Column BB (TAXES) value (INR) will be added to the converted values.
Note on K317: gepadmin: 1. If you choose "Full Conversion" then Column BA (AMOUNT) and Column BB (TAXES) BOTH values will be convert based on selected Currency in (Column L). 2. If you choose "Partial Conversion" then Column BA (AMOUNT) only will be converted based on selected currency (Column L) and Column BB (TAXES) value (INR) will be added to the converted values.
Note on K318: gepadmin: 1. If you choose "Full Conversion" then Column BA (AMOUNT) and Column BB (TAXES) BOTH values will be convert based on selected Currency in (Column L). 2. If you choose "Partial Conversion" then Column BA (AMOUNT) only will be converted based on selected currency (Column L) and Column BB (TAXES) value (INR) will be added to the converted values.
Note on K319: gepadmin: 1. If you choose "Full Conversion" then Column BA (AMOUNT) and Column BB (TAXES) BOTH values will be convert based on selected Currency in (Column L). 2. If you choose "Partial Conversion" then Column BA (AMOUNT) only will be converted based on selected currency (Column L) and Column BB (TAXES) value (INR) will be added to the converted values.
Note on K320: gepadmin: 1. If you choose "Full Conversion" then Column BA (AMOUNT) and Column BB (TAXES) BOTH values will be convert based on selected Currency in (Column L). 2. If you choose "Partial Conversion" then Column BA (AMOUNT) only will be converted based on selected currency (Column L) and Column BB (TAXES) value (INR) will be added to the converted values.
Note on K321: gepadmin: 1. If you choose "Full Conversion" then Column BA (AMOUNT) and Column BB (TAXES) BOTH values will be convert based on selected Currency in (Column L). 2. If you choose "Partial Conversion" then Column BA (AMOUNT) only will be converted based on selected currency (Column L) and Column BB (TAXES) value (INR) will be added to the converted values.
Note on K322: gepadmin: 1. If you choose "Full Conversion" then Column BA (AMOUNT) and Column BB (TAXES) BOTH values will be convert based on selected Currency in (Column L). 2. If you choose "Partial Conversion" then Column BA (AMOUNT) only will be converted based on selected currency (Column L) and Column BB (TAXES) value (INR) will be added to the converted values.
Note on K323: gepadmin: 1. If you choose "Full Conversion" then Column BA (AMOUNT) and Column BB (TAXES) BOTH values will be convert based on selected Currency in (Column L). 2. If you choose "Partial Conversion" then Column BA (AMOUNT) only will be converted based on selected currency (Column L) and Column BB (TAXES) value (INR) will be added to the converted values.
Note on K324: gepadmin: 1. If you choose "Full Conversion" then Column BA (AMOUNT) and Column BB (TAXES) BOTH values will be convert based on selected Currency in (Column L). 2. If you choose "Partial Conversion" then Column BA (AMOUNT) only will be converted based on selected currency (Column L) and Column BB (TAXES) value (INR) will be added to the converted values.
Note on K325: gepadmin: 1. If you choose "Full Conversion" then Column BA (AMOUNT) and Column BB (TAXES) BOTH values will be convert based on selected Currency in (Column L). 2. If you choose "Partial Conversion" then Column BA (AMOUNT) only will be converted based on selected currency (Column L) and Column BB (TAXES) value (INR) will be added to the converted values.
Note on K326: gepadmin: 1. If you choose "Full Conversion" then Column BA (AMOUNT) and Column BB (TAXES) BOTH values will be convert based on selected Currency in (Column L). 2. If you choose "Partial Conversion" then Column BA (AMOUNT) only will be converted based on selected currency (Column L) and Column BB (TAXES) value (INR) will be added to the converted values.
Note on K327: gepadmin: 1. If you choose "Full Conversion" then Column BA (AMOUNT) and Column BB (TAXES) BOTH values will be convert based on selected Currency in (Column L). 2. If you choose "Partial Conversion" then Column BA (AMOUNT) only will be converted based on selected currency (Column L) and Column BB (TAXES) value (INR) will be added to the converted values.
Note on K328: gepadmin: 1. If you choose "Full Conversion" then Column BA (AMOUNT) and Column BB (TAXES) BOTH values will be convert based on selected Currency in (Column L). 2. If you choose "Partial Conversion" then Column BA (AMOUNT) only will be converted based on selected currency (Column L) and Column BB (TAXES) value (INR) will be added to the converted values.
Note on K329: gepadmin: 1. If you choose "Full Conversion" then Column BA (AMOUNT) and Column BB (TAXES) BOTH values will be convert based on selected Currency in (Column L). 2. If you choose "Partial Conversion" then Column BA (AMOUNT) only will be converted based on selected currency (Column L) and Column BB (TAXES) value (INR) will be added to the converted values.
Note on K330: gepadmin: 1. If you choose "Full Conversion" then Column BA (AMOUNT) and Column BB (TAXES) BOTH values will be convert based on selected Currency in (Column L). 2. If you choose "Partial Conversion" then Column BA (AMOUNT) only will be converted based on selected currency (Column L) and Column BB (TAXES) value (INR) will be added to the converted values.
Note on K331: gepadmin: 1. If you choose "Full Conversion" then Column BA (AMOUNT) and Column BB (TAXES) BOTH values will be convert based on selected Currency in (Column L). 2. If you choose "Partial Conversion" then Column BA (AMOUNT) only will be converted based on selected currency (Column L) and Column BB (TAXES) value (INR) will be added to the converted values.
Note on K332: gepadmin: 1. If you choose "Full Conversion" then Column BA (AMOUNT) and Column BB (TAXES) BOTH values will be convert based on selected Currency in (Column L). 2. If you choose "Partial Conversion" then Column BA (AMOUNT) only will be converted based on selected currency (Column L) and Column BB (TAXES) value (INR) will be added to the converted values.
Note on K333: gepadmin: 1. If you choose "Full Conversion" then Column BA (AMOUNT) and Column BB (TAXES) BOTH values will be convert based on selected Currency in (Column L). 2. If you choose "Partial Conversion" then Column BA (AMOUNT) only will be converted based on selected currency (Column L) and Column BB (TAXES) value (INR) will be added to the converted values.
Note on K334: gepadmin: 1. If you choose "Full Conversion" then Column BA (AMOUNT) and Column BB (TAXES) BOTH values will be convert based on selected Currency in (Column L). 2. If you choose "Partial Conversion" then Column BA (AMOUNT) only will be converted based on selected currency (Column L) and Column BB (TAXES) value (INR) will be added to the converted values.
Note on K335: gepadmin: 1. If you choose "Full Conversion" then Column BA (AMOUNT) and Column BB (TAXES) BOTH values will be convert based on selected Currency in (Column L). 2. If you choose "Partial Conversion" then Column BA (AMOUNT) only will be converted based on selected currency (Column L) and Column BB (TAXES) value (INR) will be added to the converted values.
Note on K336: gepadmin: 1. If you choose "Full Conversion" then Column BA (AMOUNT) and Column BB (TAXES) BOTH values will be convert based on selected Currency in (Column L). 2. If you choose "Partial Conversion" then Column BA (AMOUNT) only will be converted based on selected currency (Column L) and Column BB (TAXES) value (INR) will be added to the converted values.
Note on K337: gepadmin: 1. If you choose "Full Conversion" then Column BA (AMOUNT) and Column BB (TAXES) BOTH values will be convert based on selected Currency in (Column L). 2. If you choose "Partial Conversion" then Column BA (AMOUNT) only will be converted based on selected currency (Column L) and Column BB (TAXES) value (INR) will be added to the converted values.
Note on K338: gepadmin: 1. If you choose "Full Conversion" then Column BA (AMOUNT) and Column BB (TAXES) BOTH values will be convert based on selected Currency in (Column L). 2. If you choose "Partial Conversion" then Column BA (AMOUNT) only will be converted based on selected currency (Column L) and Column BB (TAXES) value (INR) will be added to the converted values.
Note on K339: gepadmin: 1. If you choose "Full Conversion" then Column BA (AMOUNT) and Column BB (TAXES) BOTH values will be convert based on selected Currency in (Column L). 2. If you choose "Partial Conversion" then Column BA (AMOUNT) only will be converted based on selected currency (Column L) and Column BB (TAXES) value (INR) will be added to the converted values.
Note on K340: gepadmin: 1. If you choose "Full Conversion" then Column BA (AMOUNT) and Column BB (TAXES) BOTH values will be convert based on selected Currency in (Column L). 2. If you choose "Partial Conversion" then Column BA (AMOUNT) only will be converted based on selected currency (Column L) and Column BB (TAXES) value (INR) will be added to the converted values.
Note on K341: gepadmin: 1. If you choose "Full Conversion" then Column BA (AMOUNT) and Column BB (TAXES) BOTH values will be convert based on selected Currency in (Column L). 2. If you choose "Partial Conversion" then Column BA (AMOUNT) only will be converted based on selected currency (Column L) and Column BB (TAXES) value (INR) will be added to the converted values.
Note on K342: gepadmin: 1. If you choose "Full Conversion" then Column BA (AMOUNT) and Column BB (TAXES) BOTH values will be convert based on selected Currency in (Column L). 2. If you choose "Partial Conversion" then Column BA (AMOUNT) only will be converted based on selected currency (Column L) and Column BB (TAXES) value (INR) will be added to the converted values.
Note on K343: gepadmin: 1. If you choose "Full Conversion" then Column BA (AMOUNT) and Column BB (TAXES) BOTH values will be convert based on selected Currency in (Column L). 2. If you choose "Partial Conversion" then Column BA (AMOUNT) only will be converted based on selected currency (Column L) and Column BB (TAXES) value (INR) will be added to the converted values.
Note on K344: gepadmin: 1. If you choose "Full Conversion" then Column BA (AMOUNT) and Column BB (TAXES) BOTH values will be convert based on selected Currency in (Column L). 2. If you choose "Partial Conversion" then Column BA (AMOUNT) only will be converted based on selected currency (Column L) and Column BB (TAXES) value (INR) will be added to the converted values.
Note on K345: gepadmin: 1. If you choose "Full Conversion" then Column BA (AMOUNT) and Column BB (TAXES) BOTH values will be convert based on selected Currency in (Column L). 2. If you choose "Partial Conversion" then Column BA (AMOUNT) only will be converted based on selected currency (Column L) and Column BB (TAXES) value (INR) will be added to the converted values.
Note on K346: gepadmin: 1. If you choose "Full Conversion" then Column BA (AMOUNT) and Column BB (TAXES) BOTH values will be convert based on selected Currency in (Column L). 2. If you choose "Partial Conversion" then Column BA (AMOUNT) only will be converted based on selected currency (Column L) and Column BB (TAXES) value (INR) will be added to the converted values.
Note on K347: gepadmin: 1. If you choose "Full Conversion" then Column BA (AMOUNT) and Column BB (TAXES) BOTH values will be convert based on selected Currency in (Column L). 2. If you choose "Partial Conversion" then Column BA (AMOUNT) only will be converted based on selected currency (Column L) and Column BB (TAXES) value (INR) will be added to the converted values.
Note on K348: gepadmin: 1. If you choose "Full Conversion" then Column BA (AMOUNT) and Column BB (TAXES) BOTH values will be convert based on selected Currency in (Column L). 2. If you choose "Partial Conversion" then Column BA (AMOUNT) only will be converted based on selected currency (Column L) and Column BB (TAXES) value (INR) will be added to the converted values.
Note on K349: gepadmin: 1. If you choose "Full Conversion" then Column BA (AMOUNT) and Column BB (TAXES) BOTH values will be convert based on selected Currency in (Column L). 2. If you choose "Partial Conversion" then Column BA (AMOUNT) only will be converted based on selected currency (Column L) and Column BB (TAXES) value (INR) will be added to the converted values.
Note on K350: gepadmin: 1. If you choose "Full Conversion" then Column BA (AMOUNT) and Column BB (TAXES) BOTH values will be convert based on selected Currency in (Column L). 2. If you choose "Partial Conversion" then Column BA (AMOUNT) only will be converted based on selected currency (Column L) and Column BB (TAXES) value (INR) will be added to the converted values.
Note on K351: gepadmin: 1. If you choose "Full Conversion" then Column BA (AMOUNT) and Column BB (TAXES) BOTH values will be convert based on selected Currency in (Column L). 2. If you choose "Partial Conversion" then Column BA (AMOUNT) only will be converted based on selected currency (Column L) and Column BB (TAXES) value (INR) will be added to the converted values.
Note on K352: gepadmin: 1. If you choose "Full Conversion" then Column BA (AMOUNT) and Column BB (TAXES) BOTH values will be convert based on selected Currency in (Column L). 2. If you choose "Partial Conversion" then Column BA (AMOUNT) only will be converted based on selected currency (Column L) and Column BB (TAXES) value (INR) will be added to the converted values.
Note on K353: gepadmin: 1. If you choose "Full Conversion" then Column BA (AMOUNT) and Column BB (TAXES) BOTH values will be convert based on selected Currency in (Column L). 2. If you choose "Partial Conversion" then Column BA (AMOUNT) only will be converted based on selected currency (Column L) and Column BB (TAXES) value (INR) will be added to the converted values.
Note on K354: gepadmin: 1. If you choose "Full Conversion" then Column BA (AMOUNT) and Column BB (TAXES) BOTH values will be convert based on selected Currency in (Column L). 2. If you choose "Partial Conversion" then Column BA (AMOUNT) only will be converted based on selected currency (Column L) and Column BB (TAXES) value (INR) will be added to the converted values.
Note on K355: gepadmin: 1. If you choose "Full Conversion" then Column BA (AMOUNT) and Column BB (TAXES) BOTH values will be convert based on selected Currency in (Column L). 2. If you choose "Partial Conversion" then Column BA (AMOUNT) only will be converted based on selected currency (Column L) and Column BB (TAXES) value (INR) will be added to the converted values.
Note on K356: gepadmin: 1. If you choose "Full Conversion" then Column BA (AMOUNT) and Column BB (TAXES) BOTH values will be convert based on selected Currency in (Column L). 2. If you choose "Partial Conversion" then Column BA (AMOUNT) only will be converted based on selected currency (Column L) and Column BB (TAXES) value (INR) will be added to the converted values.
Note on K357: gepadmin: 1. If you choose "Full Conversion" then Column BA (AMOUNT) and Column BB (TAXES) BOTH values will be convert based on selected Currency in (Column L). 2. If you choose "Partial Conversion" then Column BA (AMOUNT) only will be converted based on selected currency (Column L) and Column BB (TAXES) value (INR) will be added to the converted values.
Note on K358: gepadmin: 1. If you choose "Full Conversion" then Column BA (AMOUNT) and Column BB (TAXES) BOTH values will be convert based on selected Currency in (Column L). 2. If you choose "Partial Conversion" then Column BA (AMOUNT) only will be converted based on selected currency (Column L) and Column BB (TAXES) value (INR) will be added to the converted values.
Note on K359: gepadmin: 1. If you choose "Full Conversion" then Column BA (AMOUNT) and Column BB (TAXES) BOTH values will be convert based on selected Currency in (Column L). 2. If you choose "Partial Conversion" then Column BA (AMOUNT) only will be converted based on selected currency (Column L) and Column BB (TAXES) value (INR) will be added to the converted values.
Note on K360: gepadmin: 1. If you choose "Full Conversion" then Column BA (AMOUNT) and Column BB (TAXES) BOTH values will be convert based on selected Currency in (Column L). 2. If you choose "Partial Conversion" then Column BA (AMOUNT) only will be converted based on selected currency (Column L) and Column BB (TAXES) value (INR) will be added to the converted values.
Note on K361: gepadmin: 1. If you choose "Full Conversion" then Column BA (AMOUNT) and Column BB (TAXES) BOTH values will be convert based on selected Currency in (Column L). 2. If you choose "Partial Conversion" then Column BA (AMOUNT) only will be converted based on selected currency (Column L) and Column BB (TAXES) value (INR) will be added to the converted values.
Note on K362: gepadmin: 1. If you choose "Full Conversion" then Column BA (AMOUNT) and Column BB (TAXES) BOTH values will be convert based on selected Currency in (Column L). 2. If you choose "Partial Conversion" then Column BA (AMOUNT) only will be converted based on selected currency (Column L) and Column BB (TAXES) value (INR) will be added to the converted values.
Note on K363: gepadmin: 1. If you choose "Full Conversion" then Column BA (AMOUNT) and Column BB (TAXES) BOTH values will be convert based on selected Currency in (Column L). 2. If you choose "Partial Conversion" then Column BA (AMOUNT) only will be converted based on selected currency (Column L) and Column BB (TAXES) value (INR) will be added to the converted values.
Note on K364: gepadmin: 1. If you choose "Full Conversion" then Column BA (AMOUNT) and Column BB (TAXES) BOTH values will be convert based on selected Currency in (Column L). 2. If you choose "Partial Conversion" then Column BA (AMOUNT) only will be converted based on selected currency (Column L) and Column BB (TAXES) value (INR) will be added to the converted values.
Note on K365: gepadmin: 1. If you choose "Full Conversion" then Column BA (AMOUNT) and Column BB (TAXES) BOTH values will be convert based on selected Currency in (Column L). 2. If you choose "Partial Conversion" then Column BA (AMOUNT) only will be converted based on selected currency (Column L) and Column BB (TAXES) value (INR) will be added to the converted values.
Note on K366: gepadmin: 1. If you choose "Full Conversion" then Column BA (AMOUNT) and Column BB (TAXES) BOTH values will be convert based on selected Currency in (Column L). 2. If you choose "Partial Conversion" then Column BA (AMOUNT) only will be converted based on selected currency (Column L) and Column BB (TAXES) value (INR) will be added to the converted values.
Note on K367: gepadmin: 1. If you choose "Full Conversion" then Column BA (AMOUNT) and Column BB (TAXES) BOTH values will be convert based on selected Currency in (Column L). 2. If you choose "Partial Conversion" then Column BA (AMOUNT) only will be converted based on selected currency (Column L) and Column BB (TAXES) value (INR) will be added to the converted values.
Note on K368: gepadmin: 1. If you choose "Full Conversion" then Column BA (AMOUNT) and Column BB (TAXES) BOTH values will be convert based on selected Currency in (Column L). 2. If you choose "Partial Conversion" then Column BA (AMOUNT) only will be converted based on selected currency (Column L) and Column BB (TAXES) value (INR) will be added to the converted values.
Note on K369: gepadmin: 1. If you choose "Full Conversion" then Column BA (AMOUNT) and Column BB (TAXES) BOTH values will be convert based on selected Currency in (Column L). 2. If you choose "Partial Conversion" then Column BA (AMOUNT) only will be converted based on selected currency (Column L) and Column BB (TAXES) value (INR) will be added to the converted values.
Note on K370: gepadmin: 1. If you choose "Full Conversion" then Column BA (AMOUNT) and Column BB (TAXES) BOTH values will be convert based on selected Currency in (Column L). 2. If you choose "Partial Conversion" then Column BA (AMOUNT) only will be converted based on selected currency (Column L) and Column BB (TAXES) value (INR) will be added to the converted values.
Note on K371: gepadmin: 1. If you choose "Full Conversion" then Column BA (AMOUNT) and Column BB (TAXES) BOTH values will be convert based on selected Currency in (Column L). 2. If you choose "Partial Conversion" then Column BA (AMOUNT) only will be converted based on selected currency (Column L) and Column BB (TAXES) value (INR) will be added to the converted values.
Note on K372: gepadmin: 1. If you choose "Full Conversion" then Column BA (AMOUNT) and Column BB (TAXES) BOTH values will be convert based on selected Currency in (Column L). 2. If you choose "Partial Conversion" then Column BA (AMOUNT) only will be converted based on selected currency (Column L) and Column BB (TAXES) value (INR) will be added to the converted values.
Note on K373: gepadmin: 1. If you choose "Full Conversion" then Column BA (AMOUNT) and Column BB (TAXES) BOTH values will be convert based on selected Currency in (Column L). 2. If you choose "Partial Conversion" then Column BA (AMOUNT) only will be converted based on selected currency (Column L) and Column BB (TAXES) value (INR) will be added to the converted values.
Note on K374: gepadmin: 1. If you choose "Full Conversion" then Column BA (AMOUNT) and Column BB (TAXES) BOTH values will be convert based on selected Currency in (Column L). 2. If you choose "Partial Conversion" then Column BA (AMOUNT) only will be converted based on selected currency (Column L) and Column BB (TAXES) value (INR) will be added to the converted values.
Note on K375: gepadmin: 1. If you choose "Full Conversion" then Column BA (AMOUNT) and Column BB (TAXES) BOTH values will be convert based on selected Currency in (Column L). 2. If you choose "Partial Conversion" then Column BA (AMOUNT) only will be converted based on selected currency (Column L) and Column BB (TAXES) value (INR) will be added to the converted values.
Note on K376: gepadmin: 1. If you choose "Full Conversion" then Column BA (AMOUNT) and Column BB (TAXES) BOTH values will be convert based on selected Currency in (Column L). 2. If you choose "Partial Conversion" then Column BA (AMOUNT) only will be converted based on selected currency (Column L) and Column BB (TAXES) value (INR) will be added to the converted values.
Note on K377: gepadmin: 1. If you choose "Full Conversion" then Column BA (AMOUNT) and Column BB (TAXES) BOTH values will be convert based on selected Currency in (Column L). 2. If you choose "Partial Conversion" then Column BA (AMOUNT) only will be converted based on selected currency (Column L) and Column BB (TAXES) value (INR) will be added to the converted values.
Note on K378: gepadmin: 1. If you choose "Full Conversion" then Column BA (AMOUNT) and Column BB (TAXES) BOTH values will be convert based on selected Currency in (Column L). 2. If you choose "Partial Conversion" then Column BA (AMOUNT) only will be converted based on selected currency (Column L) and Column BB (TAXES) value (INR) will be added to the converted values.
Note on K379: gepadmin: 1. If you choose "Full Conversion" then Column BA (AMOUNT) and Column BB (TAXES) BOTH values will be convert based on selected Currency in (Column L). 2. If you choose "Partial Conversion" then Column BA (AMOUNT) only will be converted based on selected currency (Column L) and Column BB (TAXES) value (INR) will be added to the converted values.
Note on K380: gepadmin: 1. If you choose "Full Conversion" then Column BA (AMOUNT) and Column BB (TAXES) BOTH values will be convert based on selected Currency in (Column L). 2. If you choose "Partial Conversion" then Column BA (AMOUNT) only will be converted based on selected currency (Column L) and Column BB (TAXES) value (INR) will be added to the converted values.
Note on K381: gepadmin: 1. If you choose "Full Conversion" then Column BA (AMOUNT) and Column BB (TAXES) BOTH values will be convert based on selected Currency in (Column L). 2. If you choose "Partial Conversion" then Column BA (AMOUNT) only will be converted based on selected currency (Column L) and Column BB (TAXES) value (INR) will be added to the converted values.
Note on K382: gepadmin: 1. If you choose "Full Conversion" then Column BA (AMOUNT) and Column BB (TAXES) BOTH values will be convert based on selected Currency in (Column L). 2. If you choose "Partial Conversion" then Column BA (AMOUNT) only will be converted based on selected currency (Column L) and Column BB (TAXES) value (INR) will be added to the converted values.
Note on K383: gepadmin: 1. If you choose "Full Conversion" then Column BA (AMOUNT) and Column BB (TAXES) BOTH values will be convert based on selected Currency in (Column L). 2. If you choose "Partial Conversion" then Column BA (AMOUNT) only will be converted based on selected currency (Column L) and Column BB (TAXES) value (INR) will be added to the converted values.
Note on K384: gepadmin: 1. If you choose "Full Conversion" then Column BA (AMOUNT) and Column BB (TAXES) BOTH values will be convert based on selected Currency in (Column L). 2. If you choose "Partial Conversion" then Column BA (AMOUNT) only will be converted based on selected currency (Column L) and Column BB (TAXES) value (INR) will be added to the converted values.
Note on K385: gepadmin: 1. If you choose "Full Conversion" then Column BA (AMOUNT) and Column BB (TAXES) BOTH values will be convert based on selected Currency in (Column L). 2. If you choose "Partial Conversion" then Column BA (AMOUNT) only will be converted based on selected currency (Column L) and Column BB (TAXES) value (INR) will be added to the converted values.
Note on K386: gepadmin: 1. If you choose "Full Conversion" then Column BA (AMOUNT) and Column BB (TAXES) BOTH values will be convert based on selected Currency in (Column L). 2. If you choose "Partial Conversion" then Column BA (AMOUNT) only will be converted based on selected currency (Column L) and Column BB (TAXES) value (INR) will be added to the converted values.
Note on K387: gepadmin: 1. If you choose "Full Conversion" then Column BA (AMOUNT) and Column BB (TAXES) BOTH values will be convert based on selected Currency in (Column L). 2. If you choose "Partial Conversion" then Column BA (AMOUNT) only will be converted based on selected currency (Column L) and Column BB (TAXES) value (INR) will be added to the converted values.
Note on K388: gepadmin: 1. If you choose "Full Conversion" then Column BA (AMOUNT) and Column BB (TAXES) BOTH values will be convert based on selected Currency in (Column L). 2. If you choose "Partial Conversion" then Column BA (AMOUNT) only will be converted based on selected currency (Column L) and Column BB (TAXES) value (INR) will be added to the converted values.
Note on K389: gepadmin: 1. If you choose "Full Conversion" then Column BA (AMOUNT) and Column BB (TAXES) BOTH values will be convert based on selected Currency in (Column L). 2. If you choose "Partial Conversion" then Column BA (AMOUNT) only will be converted based on selected currency (Column L) and Column BB (TAXES) value (INR) will be added to the converted values.
Note on K390: gepadmin: 1. If you choose "Full Conversion" then Column BA (AMOUNT) and Column BB (TAXES) BOTH values will be convert based on selected Currency in (Column L). 2. If you choose "Partial Conversion" then Column BA (AMOUNT) only will be converted based on selected currency (Column L) and Column BB (TAXES) value (INR) will be added to the converted values.
Note on K391: gepadmin: 1. If you choose "Full Conversion" then Column BA (AMOUNT) and Column BB (TAXES) BOTH values will be convert based on selected Currency in (Column L). 2. If you choose "Partial Conversion" then Column BA (AMOUNT) only will be converted based on selected currency (Column L) and Column BB (TAXES) value (INR) will be added to the converted values.
Note on K392: gepadmin: 1. If you choose "Full Conversion" then Column BA (AMOUNT) and Column BB (TAXES) BOTH values will be convert based on selected Currency in (Column L). 2. If you choose "Partial Conversion" then Column BA (AMOUNT) only will be converted based on selected currency (Column L) and Column BB (TAXES) value (INR) will be added to the converted values.
Note on K393: gepadmin: 1. If you choose "Full Conversion" then Column BA (AMOUNT) and Column BB (TAXES) BOTH values will be convert based on selected Currency in (Column L). 2. If you choose "Partial Conversion" then Column BA (AMOUNT) only will be converted based on selected currency (Column L) and Column BB (TAXES) value (INR) will be added to the converted values.
Note on K394: gepadmin: 1. If you choose "Full Conversion" then Column BA (AMOUNT) and Column BB (TAXES) BOTH values will be convert based on selected Currency in (Column L). 2. If you choose "Partial Conversion" then Column BA (AMOUNT) only will be converted based on selected currency (Column L) and Column BB (TAXES) value (INR) will be added to the converted values.
Note on K395: gepadmin: 1. If you choose "Full Conversion" then Column BA (AMOUNT) and Column BB (TAXES) BOTH values will be convert based on selected Currency in (Column L). 2. If you choose "Partial Conversion" then Column BA (AMOUNT) only will be converted based on selected currency (Column L) and Column BB (TAXES) value (INR) will be added to the converted values.
Note on K396: gepadmin: 1. If you choose "Full Conversion" then Column BA (AMOUNT) and Column BB (TAXES) BOTH values will be convert based on selected Currency in (Column L). 2. If you choose "Partial Conversion" then Column BA (AMOUNT) only will be converted based on selected currency (Column L) and Column BB (TAXES) value (INR) will be added to the converted values.
Note on K397: gepadmin: 1. If you choose "Full Conversion" then Column BA (AMOUNT) and Column BB (TAXES) BOTH values will be convert based on selected Currency in (Column L). 2. If you choose "Partial Conversion" then Column BA (AMOUNT) only will be converted based on selected currency (Column L) and Column BB (TAXES) value (INR) will be added to the converted values.
Note on K398: gepadmin: 1. If you choose "Full Conversion" then Column BA (AMOUNT) and Column BB (TAXES) BOTH values will be convert based on selected Currency in (Column L). 2. If you choose "Partial Conversion" then Column BA (AMOUNT) only will be converted based on selected currency (Column L) and Column BB (TAXES) value (INR) will be added to the converted values.
Note on K399: gepadmin: 1. If you choose "Full Conversion" then Column BA (AMOUNT) and Column BB (TAXES) BOTH values will be convert based on selected Currency in (Column L). 2. If you choose "Partial Conversion" then Column BA (AMOUNT) only will be converted based on selected currency (Column L) and Column BB (TAXES) value (INR) will be added to the converted values.
Note on K400: gepadmin: 1. If you choose "Full Conversion" then Column BA (AMOUNT) and Column BB (TAXES) BOTH values will be convert based on selected Currency in (Column L). 2. If you choose "Partial Conversion" then Column BA (AMOUNT) only will be converted based on selected currency (Column L) and Column BB (TAXES) value (INR) will be added to the converted values.
Note on K401: gepadmin: 1. If you choose "Full Conversion" then Column BA (AMOUNT) and Column BB (TAXES) BOTH values will be convert based on selected Currency in (Column L). 2. If you choose "Partial Conversion" then Column BA (AMOUNT) only will be converted based on selected currency (Column L) and Column BB (TAXES) value (INR) will be added to the converted values.
Note on K402: gepadmin: 1. If you choose "Full Conversion" then Column BA (AMOUNT) and Column BB (TAXES) BOTH values will be convert based on selected Currency in (Column L). 2. If you choose "Partial Conversion" then Column BA (AMOUNT) only will be converted based on selected currency (Column L) and Column BB (TAXES) value (INR) will be added to the converted values.
Note on K403: gepadmin: 1. If you choose "Full Conversion" then Column BA (AMOUNT) and Column BB (TAXES) BOTH values will be convert based on selected Currency in (Column L). 2. If you choose "Partial Conversion" then Column BA (AMOUNT) only will be converted based on selected currency (Column L) and Column BB (TAXES) value (INR) will be added to the converted values.
Note on K404: gepadmin: 1. If you choose "Full Conversion" then Column BA (AMOUNT) and Column BB (TAXES) BOTH values will be convert based on selected Currency in (Column L). 2. If you choose "Partial Conversion" then Column BA (AMOUNT) only will be converted based on selected currency (Column L) and Column BB (TAXES) value (INR) will be added to the converted values.
Note on K405: gepadmin: 1. If you choose "Full Conversion" then Column BA (AMOUNT) and Column BB (TAXES) BOTH values will be convert based on selected Currency in (Column L). 2. If you choose "Partial Conversion" then Column BA (AMOUNT) only will be converted based on selected currency (Column L) and Column BB (TAXES) value (INR) will be added to the converted values.
Note on K406: gepadmin: 1. If you choose "Full Conversion" then Column BA (AMOUNT) and Column BB (TAXES) BOTH values will be convert based on selected Currency in (Column L). 2. If you choose "Partial Conversion" then Column BA (AMOUNT) only will be converted based on selected currency (Column L) and Column BB (TAXES) value (INR) will be added to the converted values.
Note on K407: gepadmin: 1. If you choose "Full Conversion" then Column BA (AMOUNT) and Column BB (TAXES) BOTH values will be convert based on selected Currency in (Column L). 2. If you choose "Partial Conversion" then Column BA (AMOUNT) only will be converted based on selected currency (Column L) and Column BB (TAXES) value (INR) will be added to the converted values.
Note on K408: gepadmin: 1. If you choose "Full Conversion" then Column BA (AMOUNT) and Column BB (TAXES) BOTH values will be convert based on selected Currency in (Column L). 2. If you choose "Partial Conversion" then Column BA (AMOUNT) only will be converted based on selected currency (Column L) and Column BB (TAXES) value (INR) will be added to the converted values.
Note on K409: gepadmin: 1. If you choose "Full Conversion" then Column BA (AMOUNT) and Column BB (TAXES) BOTH values will be convert based on selected Currency in (Column L). 2. If you choose "Partial Conversion" then Column BA (AMOUNT) only will be converted based on selected currency (Column L) and Column BB (TAXES) value (INR) will be added to the converted values.
Note on K410: gepadmin: 1. If you choose "Full Conversion" then Column BA (AMOUNT) and Column BB (TAXES) BOTH values will be convert based on selected Currency in (Column L). 2. If you choose "Partial Conversion" then Column BA (AMOUNT) only will be converted based on selected currency (Column L) and Column BB (TAXES) value (INR) will be added to the converted values.
Note on K411: gepadmin: 1. If you choose "Full Conversion" then Column BA (AMOUNT) and Column BB (TAXES) BOTH values will be convert based on selected Currency in (Column L). 2. If you choose "Partial Conversion" then Column BA (AMOUNT) only will be converted based on selected currency (Column L) and Column BB (TAXES) value (INR) will be added to the converted values.
Note on K412: gepadmin: 1. If you choose "Full Conversion" then Column BA (AMOUNT) and Column BB (TAXES) BOTH values will be convert based on selected Currency in (Column L). 2. If you choose "Partial Conversion" then Column BA (AMOUNT) only will be converted based on selected currency (Column L) and Column BB (TAXES) value (INR) will be added to the converted values.
Note on K413: gepadmin: 1. If you choose "Full Conversion" then Column BA (AMOUNT) and Column BB (TAXES) BOTH values will be convert based on selected Currency in (Column L). 2. If you choose "Partial Conversion" then Column BA (AMOUNT) only will be converted based on selected currency (Column L) and Column BB (TAXES) value (INR) will be added to the converted values.
Note on K414: gepadmin: 1. If you choose "Full Conversion" then Column BA (AMOUNT) and Column BB (TAXES) BOTH values will be convert based on selected Currency in (Column L). 2. If you choose "Partial Conversion" then Column BA (AMOUNT) only will be converted based on selected currency (Column L) and Column BB (TAXES) value (INR) will be added to the converted values.
Note on K415: gepadmin: 1. If you choose "Full Conversion" then Column BA (AMOUNT) and Column BB (TAXES) BOTH values will be convert based on selected Currency in (Column L). 2. If you choose "Partial Conversion" then Column BA (AMOUNT) only will be converted based on selected currency (Column L) and Column BB (TAXES) value (INR) will be added to the converted values.
Note on K416: gepadmin: 1. If you choose "Full Conversion" then Column BA (AMOUNT) and Column BB (TAXES) BOTH values will be convert based on selected Currency in (Column L). 2. If you choose "Partial Conversion" then Column BA (AMOUNT) only will be converted based on selected currency (Column L) and Column BB (TAXES) value (INR) will be added to the converted values.
Note on K417: gepadmin: 1. If you choose "Full Conversion" then Column BA (AMOUNT) and Column BB (TAXES) BOTH values will be convert based on selected Currency in (Column L). 2. If you choose "Partial Conversion" then Column BA (AMOUNT) only will be converted based on selected currency (Column L) and Column BB (TAXES) value (INR) will be added to the converted values.
Note on K418: gepadmin: 1. If you choose "Full Conversion" then Column BA (AMOUNT) and Column BB (TAXES) BOTH values will be convert based on selected Currency in (Column L). 2. If you choose "Partial Conversion" then Column BA (AMOUNT) only will be converted based on selected currency (Column L) and Column BB (TAXES) value (INR) will be added to the converted values.
Note on K419: gepadmin: 1. If you choose "Full Conversion" then Column BA (AMOUNT) and Column BB (TAXES) BOTH values will be convert based on selected Currency in (Column L). 2. If you choose "Partial Conversion" then Column BA (AMOUNT) only will be converted based on selected currency (Column L) and Column BB (TAXES) value (INR) will be added to the converted values.
Note on K420: gepadmin: 1. If you choose "Full Conversion" then Column BA (AMOUNT) and Column BB (TAXES) BOTH values will be convert based on selected Currency in (Column L). 2. If you choose "Partial Conversion" then Column BA (AMOUNT) only will be converted based on selected currency (Column L) and Column BB (TAXES) value (INR) will be added to the converted values.
Note on K421: gepadmin: 1. If you choose "Full Conversion" then Column BA (AMOUNT) and Column BB (TAXES) BOTH values will be convert based on selected Currency in (Column L). 2. If you choose "Partial Conversion" then Column BA (AMOUNT) only will be converted based on selected currency (Column L) and Column BB (TAXES) value (INR) will be added to the converted values.
Note on K422: gepadmin: 1. If you choose "Full Conversion" then Column BA (AMOUNT) and Column BB (TAXES) BOTH values will be convert based on selected Currency in (Column L). 2. If you choose "Partial Conversion" then Column BA (AMOUNT) only will be converted based on selected currency (Column L) and Column BB (TAXES) value (INR) will be added to the converted values.
Note on K423: gepadmin: 1. If you choose "Full Conversion" then Column BA (AMOUNT) and Column BB (TAXES) BOTH values will be convert based on selected Currency in (Column L). 2. If you choose "Partial Conversion" then Column BA (AMOUNT) only will be converted based on selected currency (Column L) and Column BB (TAXES) value (INR) will be added to the converted values.
Note on K424: gepadmin: 1. If you choose "Full Conversion" then Column BA (AMOUNT) and Column BB (TAXES) BOTH values will be convert based on selected Currency in (Column L). 2. If you choose "Partial Conversion" then Column BA (AMOUNT) only will be converted based on selected currency (Column L) and Column BB (TAXES) value (INR) will be added to the converted values.
Note on K425: gepadmin: 1. If you choose "Full Conversion" then Column BA (AMOUNT) and Column BB (TAXES) BOTH values will be convert based on selected Currency in (Column L). 2. If you choose "Partial Conversion" then Column BA (AMOUNT) only will be converted based on selected currency (Column L) and Column BB (TAXES) value (INR) will be added to the converted values.
Note on K426: gepadmin: 1. If you choose "Full Conversion" then Column BA (AMOUNT) and Column BB (TAXES) BOTH values will be convert based on selected Currency in (Column L). 2. If you choose "Partial Conversion" then Column BA (AMOUNT) only will be converted based on selected currency (Column L) and Column BB (TAXES) value (INR) will be added to the converted values.
Note on K427: gepadmin: 1. If you choose "Full Conversion" then Column BA (AMOUNT) and Column BB (TAXES) BOTH values will be convert based on selected Currency in (Column L). 2. If you choose "Partial Conversion" then Column BA (AMOUNT) only will be converted based on selected currency (Column L) and Column BB (TAXES) value (INR) will be added to the converted values.
Note on K428: gepadmin: 1. If you choose "Full Conversion" then Column BA (AMOUNT) and Column BB (TAXES) BOTH values will be convert based on selected Currency in (Column L). 2. If you choose "Partial Conversion" then Column BA (AMOUNT) only will be converted based on selected currency (Column L) and Column BB (TAXES) value (INR) will be added to the converted values.
Note on K429: gepadmin: 1. If you choose "Full Conversion" then Column BA (AMOUNT) and Column BB (TAXES) BOTH values will be convert based on selected Currency in (Column L). 2. If you choose "Partial Conversion" then Column BA (AMOUNT) only will be converted based on selected currency (Column L) and Column BB (TAXES) value (INR) will be added to the converted values.
Note on K430: gepadmin: 1. If you choose "Full Conversion" then Column BA (AMOUNT) and Column BB (TAXES) BOTH values will be convert based on selected Currency in (Column L). 2. If you choose "Partial Conversion" then Column BA (AMOUNT) only will be converted based on selected currency (Column L) and Column BB (TAXES) value (INR) will be added to the converted values.
Note on K431: gepadmin: 1. If you choose "Full Conversion" then Column BA (AMOUNT) and Column BB (TAXES) BOTH values will be convert based on selected Currency in (Column L). 2. If you choose "Partial Conversion" then Column BA (AMOUNT) only will be converted based on selected currency (Column L) and Column BB (TAXES) value (INR) will be added to the converted values.
Note on K432: gepadmin: 1. If you choose "Full Conversion" then Column BA (AMOUNT) and Column BB (TAXES) BOTH values will be convert based on selected Currency in (Column L). 2. If you choose "Partial Conversion" then Column BA (AMOUNT) only will be converted based on selected currency (Column L) and Column BB (TAXES) value (INR) will be added to the converted values.
Note on K433: gepadmin: 1. If you choose "Full Conversion" then Column BA (AMOUNT) and Column BB (TAXES) BOTH values will be convert based on selected Currency in (Column L). 2. If you choose "Partial Conversion" then Column BA (AMOUNT) only will be converted based on selected currency (Column L) and Column BB (TAXES) value (INR) will be added to the converted values.
Note on K434: gepadmin: 1. If you choose "Full Conversion" then Column BA (AMOUNT) and Column BB (TAXES) BOTH values will be convert based on selected Currency in (Column L). 2. If you choose "Partial Conversion" then Column BA (AMOUNT) only will be converted based on selected currency (Column L) and Column BB (TAXES) value (INR) will be added to the converted values.
Note on K435: gepadmin: 1. If you choose "Full Conversion" then Column BA (AMOUNT) and Column BB (TAXES) BOTH values will be convert based on selected Currency in (Column L). 2. If you choose "Partial Conversion" then Column BA (AMOUNT) only will be converted based on selected currency (Column L) and Column BB (TAXES) value (INR) will be added to the converted values.
Note on K436: gepadmin: 1. If you choose "Full Conversion" then Column BA (AMOUNT) and Column BB (TAXES) BOTH values will be convert based on selected Currency in (Column L). 2. If you choose "Partial Conversion" then Column BA (AMOUNT) only will be converted based on selected currency (Column L) and Column BB (TAXES) value (INR) will be added to the converted values.
Note on K437: gepadmin: 1. If you choose "Full Conversion" then Column BA (AMOUNT) and Column BB (TAXES) BOTH values will be convert based on selected Currency in (Column L). 2. If you choose "Partial Conversion" then Column BA (AMOUNT) only will be converted based on selected currency (Column L) and Column BB (TAXES) value (INR) will be added to the converted values.
Note on K438: gepadmin: 1. If you choose "Full Conversion" then Column BA (AMOUNT) and Column BB (TAXES) BOTH values will be convert based on selected Currency in (Column L). 2. If you choose "Partial Conversion" then Column BA (AMOUNT) only will be converted based on selected currency (Column L) and Column BB (TAXES) value (INR) will be added to the converted values.
Note on K439: gepadmin: 1. If you choose "Full Conversion" then Column BA (AMOUNT) and Column BB (TAXES) BOTH values will be convert based on selected Currency in (Column L). 2. If you choose "Partial Conversion" then Column BA (AMOUNT) only will be converted based on selected currency (Column L) and Column BB (TAXES) value (INR) will be added to the converted values.
Note on K440: gepadmin: 1. If you choose "Full Conversion" then Column BA (AMOUNT) and Column BB (TAXES) BOTH values will be convert based on selected Currency in (Column L). 2. If you choose "Partial Conversion" then Column BA (AMOUNT) only will be converted based on selected currency (Column L) and Column BB (TAXES) value (INR) will be added to the converted values.
Note on K441: gepadmin: 1. If you choose "Full Conversion" then Column BA (AMOUNT) and Column BB (TAXES) BOTH values will be convert based on selected Currency in (Column L). 2. If you choose "Partial Conversion" then Column BA (AMOUNT) only will be converted based on selected currency (Column L) and Column BB (TAXES) value (INR) will be added to the converted values.
Note on K442: gepadmin: 1. If you choose "Full Conversion" then Column BA (AMOUNT) and Column BB (TAXES) BOTH values will be convert based on selected Currency in (Column L). 2. If you choose "Partial Conversion" then Column BA (AMOUNT) only will be converted based on selected currency (Column L) and Column BB (TAXES) value (INR) will be added to the converted values.
Note on K443: gepadmin: 1. If you choose "Full Conversion" then Column BA (AMOUNT) and Column BB (TAXES) BOTH values will be convert based on selected Currency in (Column L). 2. If you choose "Partial Conversion" then Column BA (AMOUNT) only will be converted based on selected currency (Column L) and Column BB (TAXES) value (INR) will be added to the converted values.
Note on K444: gepadmin: 1. If you choose "Full Conversion" then Column BA (AMOUNT) and Column BB (TAXES) BOTH values will be convert based on selected Currency in (Column L). 2. If you choose "Partial Conversion" then Column BA (AMOUNT) only will be converted based on selected currency (Column L) and Column BB (TAXES) value (INR) will be added to the converted values.
Note on K445: gepadmin: 1. If you choose "Full Conversion" then Column BA (AMOUNT) and Column BB (TAXES) BOTH values will be convert based on selected Currency in (Column L). 2. If you choose "Partial Conversion" then Column BA (AMOUNT) only will be converted based on selected currency (Column L) and Column BB (TAXES) value (INR) will be added to the converted values.
Note on K446: gepadmin: 1. If you choose "Full Conversion" then Column BA (AMOUNT) and Column BB (TAXES) BOTH values will be convert based on selected Currency in (Column L). 2. If you choose "Partial Conversion" then Column BA (AMOUNT) only will be converted based on selected currency (Column L) and Column BB (TAXES) value (INR) will be added to the converted values.
Note on K447: gepadmin: 1. If you choose "Full Conversion" then Column BA (AMOUNT) and Column BB (TAXES) BOTH values will be convert based on selected Currency in (Column L). 2. If you choose "Partial Conversion" then Column BA (AMOUNT) only will be converted based on selected currency (Column L) and Column BB (TAXES) value (INR) will be added to the converted values.
Note on K448: gepadmin: 1. If you choose "Full Conversion" then Column BA (AMOUNT) and Column BB (TAXES) BOTH values will be convert based on selected Currency in (Column L). 2. If you choose "Partial Conversion" then Column BA (AMOUNT) only will be converted based on selected currency (Column L) and Column BB (TAXES) value (INR) will be added to the converted values.
Note on K449: gepadmin: 1. If you choose "Full Conversion" then Column BA (AMOUNT) and Column BB (TAXES) BOTH values will be convert based on selected Currency in (Column L). 2. If you choose "Partial Conversion" then Column BA (AMOUNT) only will be converted based on selected currency (Column L) and Column BB (TAXES) value (INR) will be added to the converted values.
Note on K450: gepadmin: 1. If you choose "Full Conversion" then Column BA (AMOUNT) and Column BB (TAXES) BOTH values will be convert based on selected Currency in (Column L). 2. If you choose "Partial Conversion" then Column BA (AMOUNT) only will be converted based on selected currency (Column L) and Column BB (TAXES) value (INR) will be added to the converted values.
Note on K451: gepadmin: 1. If you choose "Full Conversion" then Column BA (AMOUNT) and Column BB (TAXES) BOTH values will be convert based on selected Currency in (Column L). 2. If you choose "Partial Conversion" then Column BA (AMOUNT) only will be converted based on selected currency (Column L) and Column BB (TAXES) value (INR) will be added to the converted values.
Note on K452: gepadmin: 1. If you choose "Full Conversion" then Column BA (AMOUNT) and Column BB (TAXES) BOTH values will be convert based on selected Currency in (Column L). 2. If you choose "Partial Conversion" then Column BA (AMOUNT) only will be converted based on selected currency (Column L) and Column BB (TAXES) value (INR) will be added to the converted values.
Note on K453: gepadmin: 1. If you choose "Full Conversion" then Column BA (AMOUNT) and Column BB (TAXES) BOTH values will be convert based on selected Currency in (Column L). 2. If you choose "Partial Conversion" then Column BA (AMOUNT) only will be converted based on selected currency (Column L) and Column BB (TAXES) value (INR) will be added to the converted values.
Note on K454: gepadmin: 1. If you choose "Full Conversion" then Column BA (AMOUNT) and Column BB (TAXES) BOTH values will be convert based on selected Currency in (Column L). 2. If you choose "Partial Conversion" then Column BA (AMOUNT) only will be converted based on selected currency (Column L) and Column BB (TAXES) value (INR) will be added to the converted values.
Note on K455: gepadmin: 1. If you choose "Full Conversion" then Column BA (AMOUNT) and Column BB (TAXES) BOTH values will be convert based on selected Currency in (Column L). 2. If you choose "Partial Conversion" then Column BA (AMOUNT) only will be converted based on selected currency (Column L) and Column BB (TAXES) value (INR) will be added to the converted values.
Note on K456: gepadmin: 1. If you choose "Full Conversion" then Column BA (AMOUNT) and Column BB (TAXES) BOTH values will be convert based on selected Currency in (Column L). 2. If you choose "Partial Conversion" then Column BA (AMOUNT) only will be converted based on selected currency (Column L) and Column BB (TAXES) value (INR) will be added to the converted values.
Note on K457: gepadmin: 1. If you choose "Full Conversion" then Column BA (AMOUNT) and Column BB (TAXES) BOTH values will be convert based on selected Currency in (Column L). 2. If you choose "Partial Conversion" then Column BA (AMOUNT) only will be converted based on selected currency (Column L) and Column BB (TAXES) value (INR) will be added to the converted values.
Note on K458: gepadmin: 1. If you choose "Full Conversion" then Column BA (AMOUNT) and Column BB (TAXES) BOTH values will be convert based on selected Currency in (Column L). 2. If you choose "Partial Conversion" then Column BA (AMOUNT) only will be converted based on selected currency (Column L) and Column BB (TAXES) value (INR) will be added to the converted values.
Note on K459: gepadmin: 1. If you choose "Full Conversion" then Column BA (AMOUNT) and Column BB (TAXES) BOTH values will be convert based on selected Currency in (Column L). 2. If you choose "Partial Conversion" then Column BA (AMOUNT) only will be converted based on selected currency (Column L) and Column BB (TAXES) value (INR) will be added to the converted values.
Note on K460: gepadmin: 1. If you choose "Full Conversion" then Column BA (AMOUNT) and Column BB (TAXES) BOTH values will be convert based on selected Currency in (Column L). 2. If you choose "Partial Conversion" then Column BA (AMOUNT) only will be converted based on selected currency (Column L) and Column BB (TAXES) value (INR) will be added to the converted values.
Note on K461: gepadmin: 1. If you choose "Full Conversion" then Column BA (AMOUNT) and Column BB (TAXES) BOTH values will be convert based on selected Currency in (Column L). 2. If you choose "Partial Conversion" then Column BA (AMOUNT) only will be converted based on selected currency (Column L) and Column BB (TAXES) value (INR) will be added to the converted values.
Note on K462: gepadmin: 1. If you choose "Full Conversion" then Column BA (AMOUNT) and Column BB (TAXES) BOTH values will be convert based on selected Currency in (Column L). 2. If you choose "Partial Conversion" then Column BA (AMOUNT) only will be converted based on selected currency (Column L) and Column BB (TAXES) value (INR) will be added to the converted values.
Note on K463: gepadmin: 1. If you choose "Full Conversion" then Column BA (AMOUNT) and Column BB (TAXES) BOTH values will be convert based on selected Currency in (Column L). 2. If you choose "Partial Conversion" then Column BA (AMOUNT) only will be converted based on selected currency (Column L) and Column BB (TAXES) value (INR) will be added to the converted values.
Note on K464: gepadmin: 1. If you choose "Full Conversion" then Column BA (AMOUNT) and Column BB (TAXES) BOTH values will be convert based on selected Currency in (Column L). 2. If you choose "Partial Conversion" then Column BA (AMOUNT) only will be converted based on selected currency (Column L) and Column BB (TAXES) value (INR) will be added to the converted values.
Note on K465: gepadmin: 1. If you choose "Full Conversion" then Column BA (AMOUNT) and Column BB (TAXES) BOTH values will be convert based on selected Currency in (Column L). 2. If you choose "Partial Conversion" then Column BA (AMOUNT) only will be converted based on selected currency (Column L) and Column BB (TAXES) value (INR) will be added to the converted values.
Note on K466: gepadmin: 1. If you choose "Full Conversion" then Column BA (AMOUNT) and Column BB (TAXES) BOTH values will be convert based on selected Currency in (Column L). 2. If you choose "Partial Conversion" then Column BA (AMOUNT) only will be converted based on selected currency (Column L) and Column BB (TAXES) value (INR) will be added to the converted values.
Note on K467: gepadmin: 1. If you choose "Full Conversion" then Column BA (AMOUNT) and Column BB (TAXES) BOTH values will be convert based on selected Currency in (Column L). 2. If you choose "Partial Conversion" then Column BA (AMOUNT) only will be converted based on selected currency (Column L) and Column BB (TAXES) value (INR) will be added to the converted values.
Note on K468: gepadmin: 1. If you choose "Full Conversion" then Column BA (AMOUNT) and Column BB (TAXES) BOTH values will be convert based on selected Currency in (Column L). 2. If you choose "Partial Conversion" then Column BA (AMOUNT) only will be converted based on selected currency (Column L) and Column BB (TAXES) value (INR) will be added to the converted values.
Note on K469: gepadmin: 1. If you choose "Full Conversion" then Column BA (AMOUNT) and Column BB (TAXES) BOTH values will be convert based on selected Currency in (Column L). 2. If you choose "Partial Conversion" then Column BA (AMOUNT) only will be converted based on selected currency (Column L) and Column BB (TAXES) value (INR) will be added to the converted values.
Note on K470: gepadmin: 1. If you choose "Full Conversion" then Column BA (AMOUNT) and Column BB (TAXES) BOTH values will be convert based on selected Currency in (Column L). 2. If you choose "Partial Conversion" then Column BA (AMOUNT) only will be converted based on selected currency (Column L) and Column BB (TAXES) value (INR) will be added to the converted values.
Note on K471: gepadmin: 1. If you choose "Full Conversion" then Column BA (AMOUNT) and Column BB (TAXES) BOTH values will be convert based on selected Currency in (Column L). 2. If you choose "Partial Conversion" then Column BA (AMOUNT) only will be converted based on selected currency (Column L) and Column BB (TAXES) value (INR) will be added to the converted values.
Note on K472: gepadmin: 1. If you choose "Full Conversion" then Column BA (AMOUNT) and Column BB (TAXES) BOTH values will be convert based on selected Currency in (Column L). 2. If you choose "Partial Conversion" then Column BA (AMOUNT) only will be converted based on selected currency (Column L) and Column BB (TAXES) value (INR) will be added to the converted values.
Note on K473: gepadmin: 1. If you choose "Full Conversion" then Column BA (AMOUNT) and Column BB (TAXES) BOTH values will be convert based on selected Currency in (Column L). 2. If you choose "Partial Conversion" then Column BA (AMOUNT) only will be converted based on selected currency (Column L) and Column BB (TAXES) value (INR) will be added to the converted values.
Note on K474: gepadmin: 1. If you choose "Full Conversion" then Column BA (AMOUNT) and Column BB (TAXES) BOTH values will be convert based on selected Currency in (Column L). 2. If you choose "Partial Conversion" then Column BA (AMOUNT) only will be converted based on selected currency (Column L) and Column BB (TAXES) value (INR) will be added to the converted values.
Note on K475: gepadmin: 1. If you choose "Full Conversion" then Column BA (AMOUNT) and Column BB (TAXES) BOTH values will be convert based on selected Currency in (Column L). 2. If you choose "Partial Conversion" then Column BA (AMOUNT) only will be converted based on selected currency (Column L) and Column BB (TAXES) value (INR) will be added to the converted values.
Note on K476: gepadmin: 1. If you choose "Full Conversion" then Column BA (AMOUNT) and Column BB (TAXES) BOTH values will be convert based on selected Currency in (Column L). 2. If you choose "Partial Conversion" then Column BA (AMOUNT) only will be converted based on selected currency (Column L) and Column BB (TAXES) value (INR) will be added to the converted values.
Note on K477: gepadmin: 1. If you choose "Full Conversion" then Column BA (AMOUNT) and Column BB (TAXES) BOTH values will be convert based on selected Currency in (Column L). 2. If you choose "Partial Conversion" then Column BA (AMOUNT) only will be converted based on selected currency (Column L) and Column BB (TAXES) value (INR) will be added to the converted values.
Note on K478: gepadmin: 1. If you choose "Full Conversion" then Column BA (AMOUNT) and Column BB (TAXES) BOTH values will be convert based on selected Currency in (Column L). 2. If you choose "Partial Conversion" then Column BA (AMOUNT) only will be converted based on selected currency (Column L) and Column BB (TAXES) value (INR) will be added to the converted values.
Note on K479: gepadmin: 1. If you choose "Full Conversion" then Column BA (AMOUNT) and Column BB (TAXES) BOTH values will be convert based on selected Currency in (Column L). 2. If you choose "Partial Conversion" then Column BA (AMOUNT) only will be converted based on selected currency (Column L) and Column BB (TAXES) value (INR) will be added to the converted values.
Note on K480: gepadmin: 1. If you choose "Full Conversion" then Column BA (AMOUNT) and Column BB (TAXES) BOTH values will be convert based on selected Currency in (Column L). 2. If you choose "Partial Conversion" then Column BA (AMOUNT) only will be converted based on selected currency (Column L) and Column BB (TAXES) value (INR) will be added to the converted values.
Note on K481: gepadmin: 1. If you choose "Full Conversion" then Column BA (AMOUNT) and Column BB (TAXES) BOTH values will be convert based on selected Currency in (Column L). 2. If you choose "Partial Conversion" then Column BA (AMOUNT) only will be converted based on selected currency (Column L) and Column BB (TAXES) value (INR) will be added to the converted values.
Note on K482: gepadmin: 1. If you choose "Full Conversion" then Column BA (AMOUNT) and Column BB (TAXES) BOTH values will be convert based on selected Currency in (Column L). 2. If you choose "Partial Conversion" then Column BA (AMOUNT) only will be converted based on selected currency (Column L) and Column BB (TAXES) value (INR) will be added to the converted values.
Note on K483: gepadmin: 1. If you choose "Full Conversion" then Column BA (AMOUNT) and Column BB (TAXES) BOTH values will be convert based on selected Currency in (Column L). 2. If you choose "Partial Conversion" then Column BA (AMOUNT) only will be converted based on selected currency (Column L) and Column BB (TAXES) value (INR) will be added to the converted values.
Note on K484: gepadmin: 1. If you choose "Full Conversion" then Column BA (AMOUNT) and Column BB (TAXES) BOTH values will be convert based on selected Currency in (Column L). 2. If you choose "Partial Conversion" then Column BA (AMOUNT) only will be converted based on selected currency (Column L) and Column BB (TAXES) value (INR) will be added to the converted values.
Note on K485: gepadmin: 1. If you choose "Full Conversion" then Column BA (AMOUNT) and Column BB (TAXES) BOTH values will be convert based on selected Currency in (Column L). 2. If you choose "Partial Conversion" then Column BA (AMOUNT) only will be converted based on selected currency (Column L) and Column BB (TAXES) value (INR) will be added to the converted values.
Note on K486: gepadmin: 1. If you choose "Full Conversion" then Column BA (AMOUNT) and Column BB (TAXES) BOTH values will be convert based on selected Currency in (Column L). 2. If you choose "Partial Conversion" then Column BA (AMOUNT) only will be converted based on selected currency (Column L) and Column BB (TAXES) value (INR) will be added to the converted values.
Note on K487: gepadmin: 1. If you choose "Full Conversion" then Column BA (AMOUNT) and Column BB (TAXES) BOTH values will be convert based on selected Currency in (Column L). 2. If you choose "Partial Conversion" then Column BA (AMOUNT) only will be converted based on selected currency (Column L) and Column BB (TAXES) value (INR) will be added to the converted values.
Note on K488: gepadmin: 1. If you choose "Full Conversion" then Column BA (AMOUNT) and Column BB (TAXES) BOTH values will be convert based on selected Currency in (Column L). 2. If you choose "Partial Conversion" then Column BA (AMOUNT) only will be converted based on selected currency (Column L) and Column BB (TAXES) value (INR) will be added to the converted values.
Note on K489: gepadmin: 1. If you choose "Full Conversion" then Column BA (AMOUNT) and Column BB (TAXES) BOTH values will be convert based on selected Currency in (Column L). 2. If you choose "Partial Conversion" then Column BA (AMOUNT) only will be converted based on selected currency (Column L) and Column BB (TAXES) value (INR) will be added to the converted values.
Note on K490: gepadmin: 1. If you choose "Full Conversion" then Column BA (AMOUNT) and Column BB (TAXES) BOTH values will be convert based on selected Currency in (Column L). 2. If you choose "Partial Conversion" then Column BA (AMOUNT) only will be converted based on selected currency (Column L) and Column BB (TAXES) value (INR) will be added to the converted values.
Note on K491: gepadmin: 1. If you choose "Full Conversion" then Column BA (AMOUNT) and Column BB (TAXES) BOTH values will be convert based on selected Currency in (Column L). 2. If you choose "Partial Conversion" then Column BA (AMOUNT) only will be converted based on selected currency (Column L) and Column BB (TAXES) value (INR) will be added to the converted values.
Note on K492: gepadmin: 1. If you choose "Full Conversion" then Column BA (AMOUNT) and Column BB (TAXES) BOTH values will be convert based on selected Currency in (Column L). 2. If you choose "Partial Conversion" then Column BA (AMOUNT) only will be converted based on selected currency (Column L) and Column BB (TAXES) value (INR) will be added to the converted values.
Note on K493: gepadmin: 1. If you choose "Full Conversion" then Column BA (AMOUNT) and Column BB (TAXES) BOTH values will be convert based on selected Currency in (Column L). 2. If you choose "Partial Conversion" then Column BA (AMOUNT) only will be converted based on selected currency (Column L) and Column BB (TAXES) value (INR) will be added to the converted values.
Note on K494: gepadmin: 1. If you choose "Full Conversion" then Column BA (AMOUNT) and Column BB (TAXES) BOTH values will be convert based on selected Currency in (Column L). 2. If you choose "Partial Conversion" then Column BA (AMOUNT) only will be converted based on selected currency (Column L) and Column BB (TAXES) value (INR) will be added to the converted values.
Note on K495: gepadmin: 1. If you choose "Full Conversion" then Column BA (AMOUNT) and Column BB (TAXES) BOTH values will be convert based on selected Currency in (Column L). 2. If you choose "Partial Conversion" then Column BA (AMOUNT) only will be converted based on selected currency (Column L) and Column BB (TAXES) value (INR) will be added to the converted values.
Note on K496: gepadmin: 1. If you choose "Full Conversion" then Column BA (AMOUNT) and Column BB (TAXES) BOTH values will be convert based on selected Currency in (Column L). 2. If you choose "Partial Conversion" then Column BA (AMOUNT) only will be converted based on selected currency (Column L) and Column BB (TAXES) value (INR) will be added to the converted values.
Note on K497: gepadmin: 1. If you choose "Full Conversion" then Column BA (AMOUNT) and Column BB (TAXES) BOTH values will be convert based on selected Currency in (Column L). 2. If you choose "Partial Conversion" then Column BA (AMOUNT) only will be converted based on selected currency (Column L) and Column BB (TAXES) value (INR) will be added to the converted values.
Note on K498: gepadmin: 1. If you choose "Full Conversion" then Column BA (AMOUNT) and Column BB (TAXES) BOTH values will be convert based on selected Currency in (Column L). 2. If you choose "Partial Conversion" then Column BA (AMOUNT) only will be converted based on selected currency (Column L) and Column BB (TAXES) value (INR) will be added to the converted values.
Note on K499: gepadmin: 1. If you choose "Full Conversion" then Column BA (AMOUNT) and Column BB (TAXES) BOTH values will be convert based on selected Currency in (Column L). 2. If you choose "Partial Conversion" then Column BA (AMOUNT) only will be converted based on selected currency (Column L) and Column BB (TAXES) value (INR) will be added to the converted values.
Note on K500: gepadmin: 1. If you choose "Full Conversion" then Column BA (AMOUNT) and Column BB (TAXES) BOTH values will be convert based on selected Currency in (Column L). 2. If you choose "Partial Conversion" then Column BA (AMOUNT) only will be converted based on selected currency (Column L) and Column BB (TAXES) value (INR) will be added to the converted values.
Note on K501: gepadmin: 1. If you choose "Full Conversion" then Column BA (AMOUNT) and Column BB (TAXES) BOTH values will be convert based on selected Currency in (Column L). 2. If you choose "Partial Conversion" then Column BA (AMOUNT) only will be converted based on selected currency (Column L) and Column BB (TAXES) value (INR) will be added to the converted values.
Note on K502: gepadmin: 1. If you choose "Full Conversion" then Column BA (AMOUNT) and Column BB (TAXES) BOTH values will be convert based on selected Currency in (Column L). 2. If you choose "Partial Conversion" then Column BA (AMOUNT) only will be converted based on selected currency (Column L) and Column BB (TAXES) value (INR) will be added to the converted values.
Note on K503: gepadmin: 1. If you choose "Full Conversion" then Column BA (AMOUNT) and Column BB (TAXES) BOTH values will be convert based on selected Currency in (Column L). 2. If you choose "Partial Conversion" then Column BA (AMOUNT) only will be converted based on selected currency (Column L) and Column BB (TAXES) value (INR) will be added to the converted values.
Note on K504: gepadmin: 1. If you choose "Full Conversion" then Column BA (AMOUNT) and Column BB (TAXES) BOTH values will be convert based on selected Currency in (Column L). 2. If you choose "Partial Conversion" then Column BA (AMOUNT) only will be converted based on selected currency (Column L) and Column BB (TAXES) value (INR) will be added to the converted values.
Note on K505: gepadmin: 1. If you choose "Full Conversion" then Column BA (AMOUNT) and Column BB (TAXES) BOTH values will be convert based on selected Currency in (Column L). 2. If you choose "Partial Conversion" then Column BA (AMOUNT) only will be converted based on selected currency (Column L) and Column BB (TAXES) value (INR) will be added to the converted values.
Note on K506: gepadmin: 1. If you choose "Full Conversion" then Column BA (AMOUNT) and Column BB (TAXES) BOTH values will be convert based on selected Currency in (Column L). 2. If you choose "Partial Conversion" then Column BA (AMOUNT) only will be converted based on selected currency (Column L) and Column BB (TAXES) value (INR) will be added to the converted values.
Note on K507: gepadmin: 1. If you choose "Full Conversion" then Column BA (AMOUNT) and Column BB (TAXES) BOTH values will be convert based on selected Currency in (Column L). 2. If you choose "Partial Conversion" then Column BA (AMOUNT) only will be converted based on selected currency (Column L) and Column BB (TAXES) value (INR) will be added to the converted values.
Note on K508: gepadmin: 1. If you choose "Full Conversion" then Column BA (AMOUNT) and Column BB (TAXES) BOTH values will be convert based on selected Currency in (Column L). 2. If you choose "Partial Conversion" then Column BA (AMOUNT) only will be converted based on selected currency (Column L) and Column BB (TAXES) value (INR) will be added to the converted values.
Note on K509: gepadmin: 1. If you choose "Full Conversion" then Column BA (AMOUNT) and Column BB (TAXES) BOTH values will be convert based on selected Currency in (Column L). 2. If you choose "Partial Conversion" then Column BA (AMOUNT) only will be converted based on selected currency (Column L) and Column BB (TAXES) value (INR) will be added to the converted values.
Note on K510: gepadmin: 1. If you choose "Full Conversion" then Column BA (AMOUNT) and Column BB (TAXES) BOTH values will be convert based on selected Currency in (Column L). 2. If you choose "Partial Conversion" then Column BA (AMOUNT) only will be converted based on selected currency (Column L) and Column BB (TAXES) value (INR) will be added to the converted values.
Note on K511: gepadmin: 1. If you choose "Full Conversion" then Column BA (AMOUNT) and Column BB (TAXES) BOTH values will be convert based on selected Currency in (Column L). 2. If you choose "Partial Conversion" then Column BA (AMOUNT) only will be converted based on selected currency (Column L) and Column BB (TAXES) value (INR) will be added to the converted values.
Note on K512: gepadmin: 1. If you choose "Full Conversion" then Column BA (AMOUNT) and Column BB (TAXES) BOTH values will be convert based on selected Currency in (Column L). 2. If you choose "Partial Conversion" then Column BA (AMOUNT) only will be converted based on selected currency (Column L) and Column BB (TAXES) value (INR) will be added to the converted values.
Note on K513: gepadmin: 1. If you choose "Full Conversion" then Column BA (AMOUNT) and Column BB (TAXES) BOTH values will be convert based on selected Currency in (Column L). 2. If you choose "Partial Conversion" then Column BA (AMOUNT) only will be converted based on selected currency (Column L) and Column BB (TAXES) value (INR) will be added to the converted values.
Note on K514: gepadmin: 1. If you choose "Full Conversion" then Column BA (AMOUNT) and Column BB (TAXES) BOTH values will be convert based on selected Currency in (Column L). 2. If you choose "Partial Conversion" then Column BA (AMOUNT) only will be converted based on selected currency (Column L) and Column BB (TAXES) value (INR) will be added to the converted values.
Note on K515: gepadmin: 1. If you choose "Full Conversion" then Column BA (AMOUNT) and Column BB (TAXES) BOTH values will be convert based on selected Currency in (Column L). 2. If you choose "Partial Conversion" then Column BA (AMOUNT) only will be converted based on selected currency (Column L) and Column BB (TAXES) value (INR) will be added to the converted values.
Note on K516: gepadmin: 1. If you choose "Full Conversion" then Column BA (AMOUNT) and Column BB (TAXES) BOTH values will be convert based on selected Currency in (Column L). 2. If you choose "Partial Conversion" then Column BA (AMOUNT) only will be converted based on selected currency (Column L) and Column BB (TAXES) value (INR) will be added to the converted values.
Note on K517: gepadmin: 1. If you choose "Full Conversion" then Column BA (AMOUNT) and Column BB (TAXES) BOTH values will be convert based on selected Currency in (Column L). 2. If you choose "Partial Conversion" then Column BA (AMOUNT) only will be converted based on selected currency (Column L) and Column BB (TAXES) value (INR) will be added to the converted values.
Note on K518: gepadmin: 1. If you choose "Full Conversion" then Column BA (AMOUNT) and Column BB (TAXES) BOTH values will be convert based on selected Currency in (Column L). 2. If you choose "Partial Conversion" then Column BA (AMOUNT) only will be converted based on selected currency (Column L) and Column BB (TAXES) value (INR) will be added to the converted values.
Note on K519: gepadmin: 1. If you choose "Full Conversion" then Column BA (AMOUNT) and Column BB (TAXES) BOTH values will be convert based on selected Currency in (Column L). 2. If you choose "Partial Conversion" then Column BA (AMOUNT) only will be converted based on selected currency (Column L) and Column BB (TAXES) value (INR) will be added to the converted values.
Note on K520: gepadmin: 1. If you choose "Full Conversion" then Column BA (AMOUNT) and Column BB (TAXES) BOTH values will be convert based on selected Currency in (Column L). 2. If you choose "Partial Conversion" then Column BA (AMOUNT) only will be converted based on selected currency (Column L) and Column BB (TAXES) value (INR) will be added to the converted values.
Note on K521: gepadmin: 1. If you choose "Full Conversion" then Column BA (AMOUNT) and Column BB (TAXES) BOTH values will be convert based on selected Currency in (Column L). 2. If you choose "Partial Conversion" then Column BA (AMOUNT) only will be converted based on selected currency (Column L) and Column BB (TAXES) value (INR) will be added to the converted values.
Note on K522: gepadmin: 1. If you choose "Full Conversion" then Column BA (AMOUNT) and Column BB (TAXES) BOTH values will be convert based on selected Currency in (Column L). 2. If you choose "Partial Conversion" then Column BA (AMOUNT) only will be converted based on selected currency (Column L) and Column BB (TAXES) value (INR) will be added to the converted values.
Note on K523: gepadmin: 1. If you choose "Full Conversion" then Column BA (AMOUNT) and Column BB (TAXES) BOTH values will be convert based on selected Currency in (Column L). 2. If you choose "Partial Conversion" then Column BA (AMOUNT) only will be converted based on selected currency (Column L) and Column BB (TAXES) value (INR) will be added to the converted values.
Note on K524: gepadmin: 1. If you choose "Full Conversion" then Column BA (AMOUNT) and Column BB (TAXES) BOTH values will be convert based on selected Currency in (Column L). 2. If you choose "Partial Conversion" then Column BA (AMOUNT) only will be converted based on selected currency (Column L) and Column BB (TAXES) value (INR) will be added to the converted values.
Note on K525: gepadmin: 1. If you choose "Full Conversion" then Column BA (AMOUNT) and Column BB (TAXES) BOTH values will be convert based on selected Currency in (Column L). 2. If you choose "Partial Conversion" then Column BA (AMOUNT) only will be converted based on selected currency (Column L) and Column BB (TAXES) value (INR) will be added to the converted values.
Note on K526: gepadmin: 1. If you choose "Full Conversion" then Column BA (AMOUNT) and Column BB (TAXES) BOTH values will be convert based on selected Currency in (Column L). 2. If you choose "Partial Conversion" then Column BA (AMOUNT) only will be converted based on selected currency (Column L) and Column BB (TAXES) value (INR) will be added to the converted values.
Note on K527: gepadmin: 1. If you choose "Full Conversion" then Column BA (AMOUNT) and Column BB (TAXES) BOTH values will be convert based on selected Currency in (Column L). 2. If you choose "Partial Conversion" then Column BA (AMOUNT) only will be converted based on selected currency (Column L) and Column BB (TAXES) value (INR) will be added to the converted values.
Note on K528: gepadmin: 1. If you choose "Full Conversion" then Column BA (AMOUNT) and Column BB (TAXES) BOTH values will be convert based on selected Currency in (Column L). 2. If you choose "Partial Conversion" then Column BA (AMOUNT) only will be converted based on selected currency (Column L) and Column BB (TAXES) value (INR) will be added to the converted values.
Note on K529: gepadmin: 1. If you choose "Full Conversion" then Column BA (AMOUNT) and Column BB (TAXES) BOTH values will be convert based on selected Currency in (Column L). 2. If you choose "Partial Conversion" then Column BA (AMOUNT) only will be converted based on selected currency (Column L) and Column BB (TAXES) value (INR) will be added to the converted values.
Note on K530: gepadmin: 1. If you choose "Full Conversion" then Column BA (AMOUNT) and Column BB (TAXES) BOTH values will be convert based on selected Currency in (Column L). 2. If you choose "Partial Conversion" then Column BA (AMOUNT) only will be converted based on selected currency (Column L) and Column BB (TAXES) value (INR) will be added to the converted values.
Note on K531: gepadmin: 1. If you choose "Full Conversion" then Column BA (AMOUNT) and Column BB (TAXES) BOTH values will be convert based on selected Currency in (Column L). 2. If you choose "Partial Conversion" then Column BA (AMOUNT) only will be converted based on selected currency (Column L) and Column BB (TAXES) value (INR) will be added to the converted values.
Note on K532: gepadmin: 1. If you choose "Full Conversion" then Column BA (AMOUNT) and Column BB (TAXES) BOTH values will be convert based on selected Currency in (Column L). 2. If you choose "Partial Conversion" then Column BA (AMOUNT) only will be converted based on selected currency (Column L) and Column BB (TAXES) value (INR) will be added to the converted values.
Note on K533: gepadmin: 1. If you choose "Full Conversion" then Column BA (AMOUNT) and Column BB (TAXES) BOTH values will be convert based on selected Currency in (Column L). 2. If you choose "Partial Conversion" then Column BA (AMOUNT) only will be converted based on selected currency (Column L) and Column BB (TAXES) value (INR) will be added to the converted values.
Note on K534: gepadmin: 1. If you choose "Full Conversion" then Column BA (AMOUNT) and Column BB (TAXES) BOTH values will be convert based on selected Currency in (Column L). 2. If you choose "Partial Conversion" then Column BA (AMOUNT) only will be converted based on selected currency (Column L) and Column BB (TAXES) value (INR) will be added to the converted values.
Note on K535: gepadmin: 1. If you choose "Full Conversion" then Column BA (AMOUNT) and Column BB (TAXES) BOTH values will be convert based on selected Currency in (Column L). 2. If you choose "Partial Conversion" then Column BA (AMOUNT) only will be converted based on selected currency (Column L) and Column BB (TAXES) value (INR) will be added to the converted values.
Note on K536: gepadmin: 1. If you choose "Full Conversion" then Column BA (AMOUNT) and Column BB (TAXES) BOTH values will be convert based on selected Currency in (Column L). 2. If you choose "Partial Conversion" then Column BA (AMOUNT) only will be converted based on selected currency (Column L) and Column BB (TAXES) value (INR) will be added to the converted values.
Note on K537: gepadmin: 1. If you choose "Full Conversion" then Column BA (AMOUNT) and Column BB (TAXES) BOTH values will be convert based on selected Currency in (Column L). 2. If you choose "Partial Conversion" then Column BA (AMOUNT) only will be converted based on selected currency (Column L) and Column BB (TAXES) value (INR) will be added to the converted values.
Note on K538: gepadmin: 1. If you choose "Full Conversion" then Column BA (AMOUNT) and Column BB (TAXES) BOTH values will be convert based on selected Currency in (Column L). 2. If you choose "Partial Conversion" then Column BA (AMOUNT) only will be converted based on selected currency (Column L) and Column BB (TAXES) value (INR) will be added to the converted values.
Note on K539: gepadmin: 1. If you choose "Full Conversion" then Column BA (AMOUNT) and Column BB (TAXES) BOTH values will be convert based on selected Currency in (Column L). 2. If you choose "Partial Conversion" then Column BA (AMOUNT) only will be converted based on selected currency (Column L) and Column BB (TAXES) value (INR) will be added to the converted values.
Note on K540: gepadmin: 1. If you choose "Full Conversion" then Column BA (AMOUNT) and Column BB (TAXES) BOTH values will be convert based on selected Currency in (Column L). 2. If you choose "Partial Conversion" then Column BA (AMOUNT) only will be converted based on selected currency (Column L) and Column BB (TAXES) value (INR) will be added to the converted values.
Note on K541: gepadmin: 1. If you choose "Full Conversion" then Column BA (AMOUNT) and Column BB (TAXES) BOTH values will be convert based on selected Currency in (Column L). 2. If you choose "Partial Conversion" then Column BA (AMOUNT) only will be converted based on selected currency (Column L) and Column BB (TAXES) value (INR) will be added to the converted values.
Note on K542: gepadmin: 1. If you choose "Full Conversion" then Column BA (AMOUNT) and Column BB (TAXES) BOTH values will be convert based on selected Currency in (Column L). 2. If you choose "Partial Conversion" then Column BA (AMOUNT) only will be converted based on selected currency (Column L) and Column BB (TAXES) value (INR) will be added to the converted values.
Note on K543: gepadmin: 1. If you choose "Full Conversion" then Column BA (AMOUNT) and Column BB (TAXES) BOTH values will be convert based on selected Currency in (Column L). 2. If you choose "Partial Conversion" then Column BA (AMOUNT) only will be converted based on selected currency (Column L) and Column BB (TAXES) value (INR) will be added to the converted values.
Note on K544: gepadmin: 1. If you choose "Full Conversion" then Column BA (AMOUNT) and Column BB (TAXES) BOTH values will be convert based on selected Currency in (Column L). 2. If you choose "Partial Conversion" then Column BA (AMOUNT) only will be converted based on selected currency (Column L) and Column BB (TAXES) value (INR) will be added to the converted values.
Note on K545: gepadmin: 1. If you choose "Full Conversion" then Column BA (AMOUNT) and Column BB (TAXES) BOTH values will be convert based on selected Currency in (Column L). 2. If you choose "Partial Conversion" then Column BA (AMOUNT) only will be converted based on selected currency (Column L) and Column BB (TAXES) value (INR) will be added to the converted values.
Note on K546: gepadmin: 1. If you choose "Full Conversion" then Column BA (AMOUNT) and Column BB (TAXES) BOTH values will be convert based on selected Currency in (Column L). 2. If you choose "Partial Conversion" then Column BA (AMOUNT) only will be converted based on selected currency (Column L) and Column BB (TAXES) value (INR) will be added to the converted values.
Note on K547: gepadmin: 1. If you choose "Full Conversion" then Column BA (AMOUNT) and Column BB (TAXES) BOTH values will be convert based on selected Currency in (Column L). 2. If you choose "Partial Conversion" then Column BA (AMOUNT) only will be converted based on selected currency (Column L) and Column BB (TAXES) value (INR) will be added to the converted values.
Note on K548: gepadmin: 1. If you choose "Full Conversion" then Column BA (AMOUNT) and Column BB (TAXES) BOTH values will be convert based on selected Currency in (Column L). 2. If you choose "Partial Conversion" then Column BA (AMOUNT) only will be converted based on selected currency (Column L) and Column BB (TAXES) value (INR) will be added to the converted values.
Note on K549: gepadmin: 1. If you choose "Full Conversion" then Column BA (AMOUNT) and Column BB (TAXES) BOTH values will be convert based on selected Currency in (Column L). 2. If you choose "Partial Conversion" then Column BA (AMOUNT) only will be converted based on selected currency (Column L) and Column BB (TAXES) value (INR) will be added to the converted values.
Note on K550: gepadmin: 1. If you choose "Full Conversion" then Column BA (AMOUNT) and Column BB (TAXES) BOTH values will be convert based on selected Currency in (Column L). 2. If you choose "Partial Conversion" then Column BA (AMOUNT) only will be converted based on selected currency (Column L) and Column BB (TAXES) value (INR) will be added to the converted values.
Note on K551: gepadmin: 1. If you choose "Full Conversion" then Column BA (AMOUNT) and Column BB (TAXES) BOTH values will be convert based on selected Currency in (Column L). 2. If you choose "Partial Conversion" then Column BA (AMOUNT) only will be converted based on selected currency (Column L) and Column BB (TAXES) value (INR) will be added to the converted values.
Note on K552: gepadmin: 1. If you choose "Full Conversion" then Column BA (AMOUNT) and Column BB (TAXES) BOTH values will be convert based on selected Currency in (Column L). 2. If you choose "Partial Conversion" then Column BA (AMOUNT) only will be converted based on selected currency (Column L) and Column BB (TAXES) value (INR) will be added to the converted values.
Note on K553: gepadmin: 1. If you choose "Full Conversion" then Column BA (AMOUNT) and Column BB (TAXES) BOTH values will be convert based on selected Currency in (Column L). 2. If you choose "Partial Conversion" then Column BA (AMOUNT) only will be converted based on selected currency (Column L) and Column BB (TAXES) value (INR) will be added to the converted values.
Note on K554: gepadmin: 1. If you choose "Full Conversion" then Column BA (AMOUNT) and Column BB (TAXES) BOTH values will be convert based on selected Currency in (Column L). 2. If you choose "Partial Conversion" then Column BA (AMOUNT) only will be converted based on selected currency (Column L) and Column BB (TAXES) value (INR) will be added to the converted values.
Note on K555: gepadmin: 1. If you choose "Full Conversion" then Column BA (AMOUNT) and Column BB (TAXES) BOTH values will be convert based on selected Currency in (Column L). 2. If you choose "Partial Conversion" then Column BA (AMOUNT) only will be converted based on selected currency (Column L) and Column BB (TAXES) value (INR) will be added to the converted values.
Note on K556: gepadmin: 1. If you choose "Full Conversion" then Column BA (AMOUNT) and Column BB (TAXES) BOTH values will be convert based on selected Currency in (Column L). 2. If you choose "Partial Conversion" then Column BA (AMOUNT) only will be converted based on selected currency (Column L) and Column BB (TAXES) value (INR) will be added to the converted values.
Note on K557: gepadmin: 1. If you choose "Full Conversion" then Column BA (AMOUNT) and Column BB (TAXES) BOTH values will be convert based on selected Currency in (Column L). 2. If you choose "Partial Conversion" then Column BA (AMOUNT) only will be converted based on selected currency (Column L) and Column BB (TAXES) value (INR) will be added to the converted values.
Note on K558: gepadmin: 1. If you choose "Full Conversion" then Column BA (AMOUNT) and Column BB (TAXES) BOTH values will be convert based on selected Currency in (Column L). 2. If you choose "Partial Conversion" then Column BA (AMOUNT) only will be converted based on selected currency (Column L) and Column BB (TAXES) value (INR) will be added to the converted values.
Note on K559: gepadmin: 1. If you choose "Full Conversion" then Column BA (AMOUNT) and Column BB (TAXES) BOTH values will be convert based on selected Currency in (Column L). 2. If you choose "Partial Conversion" then Column BA (AMOUNT) only will be converted based on selected currency (Column L) and Column BB (TAXES) value (INR) will be added to the converted values.
Note on K560: gepadmin: 1. If you choose "Full Conversion" then Column BA (AMOUNT) and Column BB (TAXES) BOTH values will be convert based on selected Currency in (Column L). 2. If you choose "Partial Conversion" then Column BA (AMOUNT) only will be converted based on selected currency (Column L) and Column BB (TAXES) value (INR) will be added to the converted values.
Note on K561: gepadmin: 1. If you choose "Full Conversion" then Column BA (AMOUNT) and Column BB (TAXES) BOTH values will be convert based on selected Currency in (Column L). 2. If you choose "Partial Conversion" then Column BA (AMOUNT) only will be converted based on selected currency (Column L) and Column BB (TAXES) value (INR) will be added to the converted values.
Note on K562: gepadmin: 1. If you choose "Full Conversion" then Column BA (AMOUNT) and Column BB (TAXES) BOTH values will be convert based on selected Currency in (Column L). 2. If you choose "Partial Conversion" then Column BA (AMOUNT) only will be converted based on selected currency (Column L) and Column BB (TAXES) value (INR) will be added to the converted values.
Note on K563: gepadmin: 1. If you choose "Full Conversion" then Column BA (AMOUNT) and Column BB (TAXES) BOTH values will be convert based on selected Currency in (Column L). 2. If you choose "Partial Conversion" then Column BA (AMOUNT) only will be converted based on selected currency (Column L) and Column BB (TAXES) value (INR) will be added to the converted values.
Note on K564: gepadmin: 1. If you choose "Full Conversion" then Column BA (AMOUNT) and Column BB (TAXES) BOTH values will be convert based on selected Currency in (Column L). 2. If you choose "Partial Conversion" then Column BA (AMOUNT) only will be converted based on selected currency (Column L) and Column BB (TAXES) value (INR) will be added to the converted values.
Note on K565: gepadmin: 1. If you choose "Full Conversion" then Column BA (AMOUNT) and Column BB (TAXES) BOTH values will be convert based on selected Currency in (Column L). 2. If you choose "Partial Conversion" then Column BA (AMOUNT) only will be converted based on selected currency (Column L) and Column BB (TAXES) value (INR) will be added to the converted values.
Note on K566: gepadmin: 1. If you choose "Full Conversion" then Column BA (AMOUNT) and Column BB (TAXES) BOTH values will be convert based on selected Currency in (Column L). 2. If you choose "Partial Conversion" then Column BA (AMOUNT) only will be converted based on selected currency (Column L) and Column BB (TAXES) value (INR) will be added to the converted values.
Note on K567: gepadmin: 1. If you choose "Full Conversion" then Column BA (AMOUNT) and Column BB (TAXES) BOTH values will be convert based on selected Currency in (Column L). 2. If you choose "Partial Conversion" then Column BA (AMOUNT) only will be converted based on selected currency (Column L) and Column BB (TAXES) value (INR) will be added to the converted values.
Note on K568: gepadmin: 1. If you choose "Full Conversion" then Column BA (AMOUNT) and Column BB (TAXES) BOTH values will be convert based on selected Currency in (Column L). 2. If you choose "Partial Conversion" then Column BA (AMOUNT) only will be converted based on selected currency (Column L) and Column BB (TAXES) value (INR) will be added to the converted values.
Note on K569: gepadmin: 1. If you choose "Full Conversion" then Column BA (AMOUNT) and Column BB (TAXES) BOTH values will be convert based on selected Currency in (Column L). 2. If you choose "Partial Conversion" then Column BA (AMOUNT) only will be converted based on selected currency (Column L) and Column BB (TAXES) value (INR) will be added to the converted values.
Note on K570: gepadmin: 1. If you choose "Full Conversion" then Column BA (AMOUNT) and Column BB (TAXES) BOTH values will be convert based on selected Currency in (Column L). 2. If you choose "Partial Conversion" then Column BA (AMOUNT) only will be converted based on selected currency (Column L) and Column BB (TAXES) value (INR) will be added to the converted values.
Note on K571: gepadmin: 1. If you choose "Full Conversion" then Column BA (AMOUNT) and Column BB (TAXES) BOTH values will be convert based on selected Currency in (Column L). 2. If you choose "Partial Conversion" then Column BA (AMOUNT) only will be converted based on selected currency (Column L) and Column BB (TAXES) value (INR) will be added to the converted values.
Note on K572: gepadmin: 1. If you choose "Full Conversion" then Column BA (AMOUNT) and Column BB (TAXES) BOTH values will be convert based on selected Currency in (Column L). 2. If you choose "Partial Conversion" then Column BA (AMOUNT) only will be converted based on selected currency (Column L) and Column BB (TAXES) value (INR) will be added to the converted values.
Note on K573: gepadmin: 1. If you choose "Full Conversion" then Column BA (AMOUNT) and Column BB (TAXES) BOTH values will be convert based on selected Currency in (Column L). 2. If you choose "Partial Conversion" then Column BA (AMOUNT) only will be converted based on selected currency (Column L) and Column BB (TAXES) value (INR) will be added to the converted values.
Note on K574: gepadmin: 1. If you choose "Full Conversion" then Column BA (AMOUNT) and Column BB (TAXES) BOTH values will be convert based on selected Currency in (Column L). 2. If you choose "Partial Conversion" then Column BA (AMOUNT) only will be converted based on selected currency (Column L) and Column BB (TAXES) value (INR) will be added to the converted values.
Note on K575: gepadmin: 1. If you choose "Full Conversion" then Column BA (AMOUNT) and Column BB (TAXES) BOTH values will be convert based on selected Currency in (Column L). 2. If you choose "Partial Conversion" then Column BA (AMOUNT) only will be converted based on selected currency (Column L) and Column BB (TAXES) value (INR) will be added to the converted values.
Note on K576: gepadmin: 1. If you choose "Full Conversion" then Column BA (AMOUNT) and Column BB (TAXES) BOTH values will be convert based on selected Currency in (Column L). 2. If you choose "Partial Conversion" then Column BA (AMOUNT) only will be converted based on selected currency (Column L) and Column BB (TAXES) value (INR) will be added to the converted values.
Note on K577: gepadmin: 1. If you choose "Full Conversion" then Column BA (AMOUNT) and Column BB (TAXES) BOTH values will be convert based on selected Currency in (Column L). 2. If you choose "Partial Conversion" then Column BA (AMOUNT) only will be converted based on selected currency (Column L) and Column BB (TAXES) value (INR) will be added to the converted values.
Note on K578: gepadmin: 1. If you choose "Full Conversion" then Column BA (AMOUNT) and Column BB (TAXES) BOTH values will be convert based on selected Currency in (Column L). 2. If you choose "Partial Conversion" then Column BA (AMOUNT) only will be converted based on selected currency (Column L) and Column BB (TAXES) value (INR) will be added to the converted values.
Note on K579: gepadmin: 1. If you choose "Full Conversion" then Column BA (AMOUNT) and Column BB (TAXES) BOTH values will be convert based on selected Currency in (Column L). 2. If you choose "Partial Conversion" then Column BA (AMOUNT) only will be converted based on selected currency (Column L) and Column BB (TAXES) value (INR) will be added to the converted values.
Note on K580: gepadmin: 1. If you choose "Full Conversion" then Column BA (AMOUNT) and Column BB (TAXES) BOTH values will be convert based on selected Currency in (Column L). 2. If you choose "Partial Conversion" then Column BA (AMOUNT) only will be converted based on selected currency (Column L) and Column BB (TAXES) value (INR) will be added to the converted values.
Note on K581: gepadmin: 1. If you choose "Full Conversion" then Column BA (AMOUNT) and Column BB (TAXES) BOTH values will be convert based on selected Currency in (Column L). 2. If you choose "Partial Conversion" then Column BA (AMOUNT) only will be converted based on selected currency (Column L) and Column BB (TAXES) value (INR) will be added to the converted values.
Note on K582: gepadmin: 1. If you choose "Full Conversion" then Column BA (AMOUNT) and Column BB (TAXES) BOTH values will be convert based on selected Currency in (Column L). 2. If you choose "Partial Conversion" then Column BA (AMOUNT) only will be converted based on selected currency (Column L) and Column BB (TAXES) value (INR) will be added to the converted values.
Note on K583: gepadmin: 1. If you choose "Full Conversion" then Column BA (AMOUNT) and Column BB (TAXES) BOTH values will be convert based on selected Currency in (Column L). 2. If you choose "Partial Conversion" then Column BA (AMOUNT) only will be converted based on selected currency (Column L) and Column BB (TAXES) value (INR) will be added to the converted values.
Note on K584: gepadmin: 1. If you choose "Full Conversion" then Column BA (AMOUNT) and Column BB (TAXES) BOTH values will be convert based on selected Currency in (Column L). 2. If you choose "Partial Conversion" then Column BA (AMOUNT) only will be converted based on selected currency (Column L) and Column BB (TAXES) value (INR) will be added to the converted values.
Note on K585: gepadmin: 1. If you choose "Full Conversion" then Column BA (AMOUNT) and Column BB (TAXES) BOTH values will be convert based on selected Currency in (Column L). 2. If you choose "Partial Conversion" then Column BA (AMOUNT) only will be converted based on selected currency (Column L) and Column BB (TAXES) value (INR) will be added to the converted values.
Note on K586: gepadmin: 1. If you choose "Full Conversion" then Column BA (AMOUNT) and Column BB (TAXES) BOTH values will be convert based on selected Currency in (Column L). 2. If you choose "Partial Conversion" then Column BA (AMOUNT) only will be converted based on selected currency (Column L) and Column BB (TAXES) value (INR) will be added to the converted values.
Note on K587: gepadmin: 1. If you choose "Full Conversion" then Column BA (AMOUNT) and Column BB (TAXES) BOTH values will be convert based on selected Currency in (Column L). 2. If you choose "Partial Conversion" then Column BA (AMOUNT) only will be converted based on selected currency (Column L) and Column BB (TAXES) value (INR) will be added to the converted values.
Note on K588: gepadmin: 1. If you choose "Full Conversion" then Column BA (AMOUNT) and Column BB (TAXES) BOTH values will be convert based on selected Currency in (Column L). 2. If you choose "Partial Conversion" then Column BA (AMOUNT) only will be converted based on selected currency (Column L) and Column BB (TAXES) value (INR) will be added to the converted values.
Note on K589: gepadmin: 1. If you choose "Full Conversion" then Column BA (AMOUNT) and Column BB (TAXES) BOTH values will be convert based on selected Currency in (Column L). 2. If you choose "Partial Conversion" then Column BA (AMOUNT) only will be converted based on selected currency (Column L) and Column BB (TAXES) value (INR) will be added to the converted values.
Note on K590: gepadmin: 1. If you choose "Full Conversion" then Column BA (AMOUNT) and Column BB (TAXES) BOTH values will be convert based on selected Currency in (Column L). 2. If you choose "Partial Conversion" then Column BA (AMOUNT) only will be converted based on selected currency (Column L) and Column BB (TAXES) value (INR) will be added to the converted values.
Note on K591: gepadmin: 1. If you choose "Full Conversion" then Column BA (AMOUNT) and Column BB (TAXES) BOTH values will be convert based on selected Currency in (Column L). 2. If you choose "Partial Conversion" then Column BA (AMOUNT) only will be converted based on selected currency (Column L) and Column BB (TAXES) value (INR) will be added to the converted values.
Note on K592: gepadmin: 1. If you choose "Full Conversion" then Column BA (AMOUNT) and Column BB (TAXES) BOTH values will be convert based on selected Currency in (Column L). 2. If you choose "Partial Conversion" then Column BA (AMOUNT) only will be converted based on selected currency (Column L) and Column BB (TAXES) value (INR) will be added to the converted values.
Note on K593: gepadmin: 1. If you choose "Full Conversion" then Column BA (AMOUNT) and Column BB (TAXES) BOTH values will be convert based on selected Currency in (Column L). 2. If you choose "Partial Conversion" then Column BA (AMOUNT) only will be converted based on selected currency (Column L) and Column BB (TAXES) value (INR) will be added to the converted values.
Note on K594: gepadmin: 1. If you choose "Full Conversion" then Column BA (AMOUNT) and Column BB (TAXES) BOTH values will be convert based on selected Currency in (Column L). 2. If you choose "Partial Conversion" then Column BA (AMOUNT) only will be converted based on selected currency (Column L) and Column BB (TAXES) value (INR) will be added to the converted values.
Note on K595: gepadmin: 1. If you choose "Full Conversion" then Column BA (AMOUNT) and Column BB (TAXES) BOTH values will be convert based on selected Currency in (Column L). 2. If you choose "Partial Conversion" then Column BA (AMOUNT) only will be converted based on selected currency (Column L) and Column BB (TAXES) value (INR) will be added to the converted values.
Note on K596: gepadmin: 1. If you choose "Full Conversion" then Column BA (AMOUNT) and Column BB (TAXES) BOTH values will be convert based on selected Currency in (Column L). 2. If you choose "Partial Conversion" then Column BA (AMOUNT) only will be converted based on selected currency (Column L) and Column BB (TAXES) value (INR) will be added to the converted values.
Note on K597: gepadmin: 1. If you choose "Full Conversion" then Column BA (AMOUNT) and Column BB (TAXES) BOTH values will be convert based on selected Currency in (Column L). 2. If you choose "Partial Conversion" then Column BA (AMOUNT) only will be converted based on selected currency (Column L) and Column BB (TAXES) value (INR) will be added to the converted values.
Note on K598: gepadmin: 1. If you choose "Full Conversion" then Column BA (AMOUNT) and Column BB (TAXES) BOTH values will be convert based on selected Currency in (Column L). 2. If you choose "Partial Conversion" then Column BA (AMOUNT) only will be converted based on selected currency (Column L) and Column BB (TAXES) value (INR) will be added to the converted values.
Note on K599: gepadmin: 1. If you choose "Full Conversion" then Column BA (AMOUNT) and Column BB (TAXES) BOTH values will be convert based on selected Currency in (Column L). 2. If you choose "Partial Conversion" then Column BA (AMOUNT) only will be converted based on selected currency (Column L) and Column BB (TAXES) value (INR) will be added to the converted values.
Note on K600: gepadmin: 1. If you choose "Full Conversion" then Column BA (AMOUNT) and Column BB (TAXES) BOTH values will be convert based on selected Currency in (Column L). 2. If you choose "Partial Conversion" then Column BA (AMOUNT) only will be converted based on selected currency (Column L) and Column BB (TAXES) value (INR) will be added to the converted values.
Note on K601: gepadmin: 1. If you choose "Full Conversion" then Column BA (AMOUNT) and Column BB (TAXES) BOTH values will be convert based on selected Currency in (Column L). 2. If you choose "Partial Conversion" then Column BA (AMOUNT) only will be converted based on selected currency (Column L) and Column BB (TAXES) value (INR) will be added to the converted values.
Note on K602: gepadmin: 1. If you choose "Full Conversion" then Column BA (AMOUNT) and Column BB (TAXES) BOTH values will be convert based on selected Currency in (Column L). 2. If you choose "Partial Conversion" then Column BA (AMOUNT) only will be converted based on selected currency (Column L) and Column BB (TAXES) value (INR) will be added to the converted values.
Note on K603: gepadmin: 1. If you choose "Full Conversion" then Column BA (AMOUNT) and Column BB (TAXES) BOTH values will be convert based on selected Currency in (Column L). 2. If you choose "Partial Conversion" then Column BA (AMOUNT) only will be converted based on selected currency (Column L) and Column BB (TAXES) value (INR) will be added to the converted values.
Note on K604: gepadmin: 1. If you choose "Full Conversion" then Column BA (AMOUNT) and Column BB (TAXES) BOTH values will be convert based on selected Currency in (Column L). 2. If you choose "Partial Conversion" then Column BA (AMOUNT) only will be converted based on selected currency (Column L) and Column BB (TAXES) value (INR) will be added to the converted values.
Note on K605: gepadmin: 1. If you choose "Full Conversion" then Column BA (AMOUNT) and Column BB (TAXES) BOTH values will be convert based on selected Currency in (Column L). 2. If you choose "Partial Conversion" then Column BA (AMOUNT) only will be converted based on selected currency (Column L) and Column BB (TAXES) value (INR) will be added to the converted values.
Note on K606: gepadmin: 1. If you choose "Full Conversion" then Column BA (AMOUNT) and Column BB (TAXES) BOTH values will be convert based on selected Currency in (Column L). 2. If you choose "Partial Conversion" then Column BA (AMOUNT) only will be converted based on selected currency (Column L) and Column BB (TAXES) value (INR) will be added to the converted values.
Note on K607: gepadmin: 1. If you choose "Full Conversion" then Column BA (AMOUNT) and Column BB (TAXES) BOTH values will be convert based on selected Currency in (Column L). 2. If you choose "Partial Conversion" then Column BA (AMOUNT) only will be converted based on selected currency (Column L) and Column BB (TAXES) value (INR) will be added to the converted values.
Note on K608: gepadmin: 1. If you choose "Full Conversion" then Column BA (AMOUNT) and Column BB (TAXES) BOTH values will be convert based on selected Currency in (Column L). 2. If you choose "Partial Conversion" then Column BA (AMOUNT) only will be converted based on selected currency (Column L) and Column BB (TAXES) value (INR) will be added to the converted values.
Note on K609: gepadmin: 1. If you choose "Full Conversion" then Column BA (AMOUNT) and Column BB (TAXES) BOTH values will be convert based on selected Currency in (Column L). 2. If you choose "Partial Conversion" then Column BA (AMOUNT) only will be converted based on selected currency (Column L) and Column BB (TAXES) value (INR) will be added to the converted values.
Note on K610: gepadmin: 1. If you choose "Full Conversion" then Column BA (AMOUNT) and Column BB (TAXES) BOTH values will be convert based on selected Currency in (Column L). 2. If you choose "Partial Conversion" then Column BA (AMOUNT) only will be converted based on selected currency (Column L) and Column BB (TAXES) value (INR) will be added to the converted values.
Note on K611: gepadmin: 1. If you choose "Full Conversion" then Column BA (AMOUNT) and Column BB (TAXES) BOTH values will be convert based on selected Currency in (Column L). 2. If you choose "Partial Conversion" then Column BA (AMOUNT) only will be converted based on selected currency (Column L) and Column BB (TAXES) value (INR) will be added to the converted values.
Note on K612: gepadmin: 1. If you choose "Full Conversion" then Column BA (AMOUNT) and Column BB (TAXES) BOTH values will be convert based on selected Currency in (Column L). 2. If you choose "Partial Conversion" then Column BA (AMOUNT) only will be converted based on selected currency (Column L) and Column BB (TAXES) value (INR) will be added to the converted values.
Note on K613: gepadmin: 1. If you choose "Full Conversion" then Column BA (AMOUNT) and Column BB (TAXES) BOTH values will be convert based on selected Currency in (Column L). 2. If you choose "Partial Conversion" then Column BA (AMOUNT) only will be converted based on selected currency (Column L) and Column BB (TAXES) value (INR) will be added to the converted values.
Note on K614: gepadmin: 1. If you choose "Full Conversion" then Column BA (AMOUNT) and Column BB (TAXES) BOTH values will be convert based on selected Currency in (Column L). 2. If you choose "Partial Conversion" then Column BA (AMOUNT) only will be converted based on selected currency (Column L) and Column BB (TAXES) value (INR) will be added to the converted values.
Note on K615: gepadmin: 1. If you choose "Full Conversion" then Column BA (AMOUNT) and Column BB (TAXES) BOTH values will be convert based on selected Currency in (Column L). 2. If you choose "Partial Conversion" then Column BA (AMOUNT) only will be converted based on selected currency (Column L) and Column BB (TAXES) value (INR) will be added to the converted values.
Note on K616: gepadmin: 1. If you choose "Full Conversion" then Column BA (AMOUNT) and Column BB (TAXES) BOTH values will be convert based on selected Currency in (Column L). 2. If you choose "Partial Conversion" then Column BA (AMOUNT) only will be converted based on selected currency (Column L) and Column BB (TAXES) value (INR) will be added to the converted values.
Note on K617: gepadmin: 1. If you choose "Full Conversion" then Column BA (AMOUNT) and Column BB (TAXES) BOTH values will be convert based on selected Currency in (Column L). 2. If you choose "Partial Conversion" then Column BA (AMOUNT) only will be converted based on selected currency (Column L) and Column BB (TAXES) value (INR) will be added to the converted values.
Note on K618: gepadmin: 1. If you choose "Full Conversion" then Column BA (AMOUNT) and Column BB (TAXES) BOTH values will be convert based on selected Currency in (Column L). 2. If you choose "Partial Conversion" then Column BA (AMOUNT) only will be converted based on selected currency (Column L) and Column BB (TAXES) value (INR) will be added to the converted values.
Note on K619: gepadmin: 1. If you choose "Full Conversion" then Column BA (AMOUNT) and Column BB (TAXES) BOTH values will be convert based on selected Currency in (Column L). 2. If you choose "Partial Conversion" then Column BA (AMOUNT) only will be converted based on selected currency (Column L) and Column BB (TAXES) value (INR) will be added to the converted values.
Note on K620: gepadmin: 1. If you choose "Full Conversion" then Column BA (AMOUNT) and Column BB (TAXES) BOTH values will be convert based on selected Currency in (Column L). 2. If you choose "Partial Conversion" then Column BA (AMOUNT) only will be converted based on selected currency (Column L) and Column BB (TAXES) value (INR) will be added to the converted values.
Note on K621: gepadmin: 1. If you choose "Full Conversion" then Column BA (AMOUNT) and Column BB (TAXES) BOTH values will be convert based on selected Currency in (Column L). 2. If you choose "Partial Conversion" then Column BA (AMOUNT) only will be converted based on selected currency (Column L) and Column BB (TAXES) value (INR) will be added to the converted values.
Note on K622: gepadmin: 1. If you choose "Full Conversion" then Column BA (AMOUNT) and Column BB (TAXES) BOTH values will be convert based on selected Currency in (Column L). 2. If you choose "Partial Conversion" then Column BA (AMOUNT) only will be converted based on selected currency (Column L) and Column BB (TAXES) value (INR) will be added to the converted values.
Note on K623: gepadmin: 1. If you choose "Full Conversion" then Column BA (AMOUNT) and Column BB (TAXES) BOTH values will be convert based on selected Currency in (Column L). 2. If you choose "Partial Conversion" then Column BA (AMOUNT) only will be converted based on selected currency (Column L) and Column BB (TAXES) value (INR) will be added to the converted values.
Note on K624: gepadmin: 1. If you choose "Full Conversion" then Column BA (AMOUNT) and Column BB (TAXES) BOTH values will be convert based on selected Currency in (Column L). 2. If you choose "Partial Conversion" then Column BA (AMOUNT) only will be converted based on selected currency (Column L) and Column BB (TAXES) value (INR) will be added to the converted values.
Note on K625: gepadmin: 1. If you choose "Full Conversion" then Column BA (AMOUNT) and Column BB (TAXES) BOTH values will be convert based on selected Currency in (Column L). 2. If you choose "Partial Conversion" then Column BA (AMOUNT) only will be converted based on selected currency (Column L) and Column BB (TAXES) value (INR) will be added to the converted values.
Note on K626: gepadmin: 1. If you choose "Full Conversion" then Column BA (AMOUNT) and Column BB (TAXES) BOTH values will be convert based on selected Currency in (Column L). 2. If you choose "Partial Conversion" then Column BA (AMOUNT) only will be converted based on selected currency (Column L) and Column BB (TAXES) value (INR) will be added to the converted values.
Note on K627: gepadmin: 1. If you choose "Full Conversion" then Column BA (AMOUNT) and Column BB (TAXES) BOTH values will be convert based on selected Currency in (Column L). 2. If you choose "Partial Conversion" then Column BA (AMOUNT) only will be converted based on selected currency (Column L) and Column BB (TAXES) value (INR) will be added to the converted values.
Note on K628: gepadmin: 1. If you choose "Full Conversion" then Column BA (AMOUNT) and Column BB (TAXES) BOTH values will be convert based on selected Currency in (Column L). 2. If you choose "Partial Conversion" then Column BA (AMOUNT) only will be converted based on selected currency (Column L) and Column BB (TAXES) value (INR) will be added to the converted values.
Note on K629: gepadmin: 1. If you choose "Full Conversion" then Column BA (AMOUNT) and Column BB (TAXES) BOTH values will be convert based on selected Currency in (Column L). 2. If you choose "Partial Conversion" then Column BA (AMOUNT) only will be converted based on selected currency (Column L) and Column BB (TAXES) value (INR) will be added to the converted values.
Note on K630: gepadmin: 1. If you choose "Full Conversion" then Column BA (AMOUNT) and Column BB (TAXES) BOTH values will be convert based on selected Currency in (Column L). 2. If you choose "Partial Conversion" then Column BA (AMOUNT) only will be converted based on selected currency (Column L) and Column BB (TAXES) value (INR) will be added to the converted values.
Note on K631: gepadmin: 1. If you choose "Full Conversion" then Column BA (AMOUNT) and Column BB (TAXES) BOTH values will be convert based on selected Currency in (Column L). 2. If you choose "Partial Conversion" then Column BA (AMOUNT) only will be converted based on selected currency (Column L) and Column BB (TAXES) value (INR) will be added to the converted values.
Note on K632: gepadmin: 1. If you choose "Full Conversion" then Column BA (AMOUNT) and Column BB (TAXES) BOTH values will be convert based on selected Currency in (Column L). 2. If you choose "Partial Conversion" then Column BA (AMOUNT) only will be converted based on selected currency (Column L) and Column BB (TAXES) value (INR) will be added to the converted values.
Note on K633: gepadmin: 1. If you choose "Full Conversion" then Column BA (AMOUNT) and Column BB (TAXES) BOTH values will be convert based on selected Currency in (Column L). 2. If you choose "Partial Conversion" then Column BA (AMOUNT) only will be converted based on selected currency (Column L) and Column BB (TAXES) value (INR) will be added to the converted values.
Note on K634: gepadmin: 1. If you choose "Full Conversion" then Column BA (AMOUNT) and Column BB (TAXES) BOTH values will be convert based on selected Currency in (Column L). 2. If you choose "Partial Conversion" then Column BA (AMOUNT) only will be converted based on selected currency (Column L) and Column BB (TAXES) value (INR) will be added to the converted values.
Note on K635: gepadmin: 1. If you choose "Full Conversion" then Column BA (AMOUNT) and Column BB (TAXES) BOTH values will be convert based on selected Currency in (Column L). 2. If you choose "Partial Conversion" then Column BA (AMOUNT) only will be converted based on selected currency (Column L) and Column BB (TAXES) value (INR) will be added to the converted values.
Note on K636: gepadmin: 1. If you choose "Full Conversion" then Column BA (AMOUNT) and Column BB (TAXES) BOTH values will be convert based on selected Currency in (Column L). 2. If you choose "Partial Conversion" then Column BA (AMOUNT) only will be converted based on selected currency (Column L) and Column BB (TAXES) value (INR) will be added to the converted values.
Note on K637: gepadmin: 1. If you choose "Full Conversion" then Column BA (AMOUNT) and Column BB (TAXES) BOTH values will be convert based on selected Currency in (Column L). 2. If you choose "Partial Conversion" then Column BA (AMOUNT) only will be converted based on selected currency (Column L) and Column BB (TAXES) value (INR) will be added to the converted values.
Note on K638: gepadmin: 1. If you choose "Full Conversion" then Column BA (AMOUNT) and Column BB (TAXES) BOTH values will be convert based on selected Currency in (Column L). 2. If you choose "Partial Conversion" then Column BA (AMOUNT) only will be converted based on selected currency (Column L) and Column BB (TAXES) value (INR) will be added to the converted values.
Note on K639: gepadmin: 1. If you choose "Full Conversion" then Column BA (AMOUNT) and Column BB (TAXES) BOTH values will be convert based on selected Currency in (Column L). 2. If you choose "Partial Conversion" then Column BA (AMOUNT) only will be converted based on selected currency (Column L) and Column BB (TAXES) value (INR) will be added to the converted values.
Note on K640: gepadmin: 1. If you choose "Full Conversion" then Column BA (AMOUNT) and Column BB (TAXES) BOTH values will be convert based on selected Currency in (Column L). 2. If you choose "Partial Conversion" then Column BA (AMOUNT) only will be converted based on selected currency (Column L) and Column BB (TAXES) value (INR) will be added to the converted values.
Note on K641: gepadmin: 1. If you choose "Full Conversion" then Column BA (AMOUNT) and Column BB (TAXES) BOTH values will be convert based on selected Currency in (Column L). 2. If you choose "Partial Conversion" then Column BA (AMOUNT) only will be converted based on selected currency (Column L) and Column BB (TAXES) value (INR) will be added to the converted values.
Note on K642: gepadmin: 1. If you choose "Full Conversion" then Column BA (AMOUNT) and Column BB (TAXES) BOTH values will be convert based on selected Currency in (Column L). 2. If you choose "Partial Conversion" then Column BA (AMOUNT) only will be converted based on selected currency (Column L) and Column BB (TAXES) value (INR) will be added to the converted values.
Note on K643: gepadmin: 1. If you choose "Full Conversion" then Column BA (AMOUNT) and Column BB (TAXES) BOTH values will be convert based on selected Currency in (Column L). 2. If you choose "Partial Conversion" then Column BA (AMOUNT) only will be converted based on selected currency (Column L) and Column BB (TAXES) value (INR) will be added to the converted values.
Note on K644: gepadmin: 1. If you choose "Full Conversion" then Column BA (AMOUNT) and Column BB (TAXES) BOTH values will be convert based on selected Currency in (Column L). 2. If you choose "Partial Conversion" then Column BA (AMOUNT) only will be converted based on selected currency (Column L) and Column BB (TAXES) value (INR) will be added to the converted values.
Note on K645: gepadmin: 1. If you choose "Full Conversion" then Column BA (AMOUNT) and Column BB (TAXES) BOTH values will be convert based on selected Currency in (Column L). 2. If you choose "Partial Conversion" then Column BA (AMOUNT) only will be converted based on selected currency (Column L) and Column BB (TAXES) value (INR) will be added to the converted values.
Note on K646: gepadmin: 1. If you choose "Full Conversion" then Column BA (AMOUNT) and Column BB (TAXES) BOTH values will be convert based on selected Currency in (Column L). 2. If you choose "Partial Conversion" then Column BA (AMOUNT) only will be converted based on selected currency (Column L) and Column BB (TAXES) value (INR) will be added to the converted values.
Note on K647: gepadmin: 1. If you choose "Full Conversion" then Column BA (AMOUNT) and Column BB (TAXES) BOTH values will be convert based on selected Currency in (Column L). 2. If you choose "Partial Conversion" then Column BA (AMOUNT) only will be converted based on selected currency (Column L) and Column BB (TAXES) value (INR) will be added to the converted values.
Note on K648: gepadmin: 1. If you choose "Full Conversion" then Column BA (AMOUNT) and Column BB (TAXES) BOTH values will be convert based on selected Currency in (Column L). 2. If you choose "Partial Conversion" then Column BA (AMOUNT) only will be converted based on selected currency (Column L) and Column BB (TAXES) value (INR) will be added to the converted values.
Note on K649: gepadmin: 1. If you choose "Full Conversion" then Column BA (AMOUNT) and Column BB (TAXES) BOTH values will be convert based on selected Currency in (Column L). 2. If you choose "Partial Conversion" then Column BA (AMOUNT) only will be converted based on selected currency (Column L) and Column BB (TAXES) value (INR) will be added to the converted values.
Note on K650: gepadmin: 1. If you choose "Full Conversion" then Column BA (AMOUNT) and Column BB (TAXES) BOTH values will be convert based on selected Currency in (Column L). 2. If you choose "Partial Conversion" then Column BA (AMOUNT) only will be converted based on selected currency (Column L) and Column BB (TAXES) value (INR) will be added to the converted values.
Note on K651: gepadmin: 1. If you choose "Full Conversion" then Column BA (AMOUNT) and Column BB (TAXES) BOTH values will be convert based on selected Currency in (Column L). 2. If you choose "Partial Conversion" then Column BA (AMOUNT) only will be converted based on selected currency (Column L) and Column BB (TAXES) value (INR) will be added to the converted values.
Note on K652: gepadmin: 1. If you choose "Full Conversion" then Column BA (AMOUNT) and Column BB (TAXES) BOTH values will be convert based on selected Currency in (Column L). 2. If you choose "Partial Conversion" then Column BA (AMOUNT) only will be converted based on selected currency (Column L) and Column BB (TAXES) value (INR) will be added to the converted values.
Note on K653: gepadmin: 1. If you choose "Full Conversion" then Column BA (AMOUNT) and Column BB (TAXES) BOTH values will be convert based on selected Currency in (Column L). 2. If you choose "Partial Conversion" then Column BA (AMOUNT) only will be converted based on selected currency (Column L) and Column BB (TAXES) value (INR) will be added to the converted values.
Note on K654: gepadmin: 1. If you choose "Full Conversion" then Column BA (AMOUNT) and Column BB (TAXES) BOTH values will be convert based on selected Currency in (Column L). 2. If you choose "Partial Conversion" then Column BA (AMOUNT) only will be converted based on selected currency (Column L) and Column BB (TAXES) value (INR) will be added to the converted values.
Note on K655: gepadmin: 1. If you choose "Full Conversion" then Column BA (AMOUNT) and Column BB (TAXES) BOTH values will be convert based on selected Currency in (Column L). 2. If you choose "Partial Conversion" then Column BA (AMOUNT) only will be converted based on selected currency (Column L) and Column BB (TAXES) value (INR) will be added to the converted values.
Note on K656: gepadmin: 1. If you choose "Full Conversion" then Column BA (AMOUNT) and Column BB (TAXES) BOTH values will be convert based on selected Currency in (Column L). 2. If you choose "Partial Conversion" then Column BA (AMOUNT) only will be converted based on selected currency (Column L) and Column BB (TAXES) value (INR) will be added to the converted values.
Note on K657: gepadmin: 1. If you choose "Full Conversion" then Column BA (AMOUNT) and Column BB (TAXES) BOTH values will be convert based on selected Currency in (Column L). 2. If you choose "Partial Conversion" then Column BA (AMOUNT) only will be converted based on selected currency (Column L) and Column BB (TAXES) value (INR) will be added to the converted values.
Note on K658: gepadmin: 1. If you choose "Full Conversion" then Column BA (AMOUNT) and Column BB (TAXES) BOTH values will be convert based on selected Currency in (Column L). 2. If you choose "Partial Conversion" then Column BA (AMOUNT) only will be converted based on selected currency (Column L) and Column BB (TAXES) value (INR) will be added to the converted values.
Note on K659: gepadmin: 1. If you choose "Full Conversion" then Column BA (AMOUNT) and Column BB (TAXES) BOTH values will be convert based on selected Currency in (Column L). 2. If you choose "Partial Conversion" then Column BA (AMOUNT) only will be converted based on selected currency (Column L) and Column BB (TAXES) value (INR) will be added to the converted values.
Note on K660: gepadmin: 1. If you choose "Full Conversion" then Column BA (AMOUNT) and Column BB (TAXES) BOTH values will be convert based on selected Currency in (Column L). 2. If you choose "Partial Conversion" then Column BA (AMOUNT) only will be converted based on selected currency (Column L) and Column BB (TAXES) value (INR) will be added to the converted values.
Note on K661: gepadmin: 1. If you choose "Full Conversion" then Column BA (AMOUNT) and Column BB (TAXES) BOTH values will be convert based on selected Currency in (Column L). 2. If you choose "Partial Conversion" then Column BA (AMOUNT) only will be converted based on selected currency (Column L) and Column BB (TAXES) value (INR) will be added to the converted values.
Note on K662: gepadmin: 1. If you choose "Full Conversion" then Column BA (AMOUNT) and Column BB (TAXES) BOTH values will be convert based on selected Currency in (Column L). 2. If you choose "Partial Conversion" then Column BA (AMOUNT) only will be converted based on selected currency (Column L) and Column BB (TAXES) value (INR) will be added to the converted values.
Note on K663: gepadmin: 1. If you choose "Full Conversion" then Column BA (AMOUNT) and Column BB (TAXES) BOTH values will be convert based on selected Currency in (Column L). 2. If you choose "Partial Conversion" then Column BA (AMOUNT) only will be converted based on selected currency (Column L) and Column BB (TAXES) value (INR) will be added to the converted values.
Note on K664: gepadmin: 1. If you choose "Full Conversion" then Column BA (AMOUNT) and Column BB (TAXES) BOTH values will be convert based on selected Currency in (Column L). 2. If you choose "Partial Conversion" then Column BA (AMOUNT) only will be converted based on selected currency (Column L) and Column BB (TAXES) value (INR) will be added to the converted values.
Note on K665: gepadmin: 1. If you choose "Full Conversion" then Column BA (AMOUNT) and Column BB (TAXES) BOTH values will be convert based on selected Currency in (Column L). 2. If you choose "Partial Conversion" then Column BA (AMOUNT) only will be converted based on selected currency (Column L) and Column BB (TAXES) value (INR) will be added to the converted values.
Note on K666: gepadmin: 1. If you choose "Full Conversion" then Column BA (AMOUNT) and Column BB (TAXES) BOTH values will be convert based on selected Currency in (Column L). 2. If you choose "Partial Conversion" then Column BA (AMOUNT) only will be converted based on selected currency (Column L) and Column BB (TAXES) value (INR) will be added to the converted values.
Note on K667: gepadmin: 1. If you choose "Full Conversion" then Column BA (AMOUNT) and Column BB (TAXES) BOTH values will be convert based on selected Currency in (Column L). 2. If you choose "Partial Conversion" then Column BA (AMOUNT) only will be converted based on selected currency (Column L) and Column BB (TAXES) value (INR) will be added to the converted values.
Note on K668: gepadmin: 1. If you choose "Full Conversion" then Column BA (AMOUNT) and Column BB (TAXES) BOTH values will be convert based on selected Currency in (Column L). 2. If you choose "Partial Conversion" then Column BA (AMOUNT) only will be converted based on selected currency (Column L) and Column BB (TAXES) value (INR) will be added to the converted values.
Note on K669: gepadmin: 1. If you choose "Full Conversion" then Column BA (AMOUNT) and Column BB (TAXES) BOTH values will be convert based on selected Currency in (Column L). 2. If you choose "Partial Conversion" then Column BA (AMOUNT) only will be converted based on selected currency (Column L) and Column BB (TAXES) value (INR) will be added to the converted values.
Note on K670: gepadmin: 1. If you choose "Full Conversion" then Column BA (AMOUNT) and Column BB (TAXES) BOTH values will be convert based on selected Currency in (Column L). 2. If you choose "Partial Conversion" then Column BA (AMOUNT) only will be converted based on selected currency (Column L) and Column BB (TAXES) value (INR) will be added to the converted values.
Note on K671: gepadmin: 1. If you choose "Full Conversion" then Column BA (AMOUNT) and Column BB (TAXES) BOTH values will be convert based on selected Currency in (Column L). 2. If you choose "Partial Conversion" then Column BA (AMOUNT) only will be converted based on selected currency (Column L) and Column BB (TAXES) value (INR) will be added to the converted values.
Note on K672: gepadmin: 1. If you choose "Full Conversion" then Column BA (AMOUNT) and Column BB (TAXES) BOTH values will be convert based on selected Currency in (Column L). 2. If you choose "Partial Conversion" then Column BA (AMOUNT) only will be converted based on selected currency (Column L) and Column BB (TAXES) value (INR) will be added to the converted values.
Note on K673: gepadmin: 1. If you choose "Full Conversion" then Column BA (AMOUNT) and Column BB (TAXES) BOTH values will be convert based on selected Currency in (Column L). 2. If you choose "Partial Conversion" then Column BA (AMOUNT) only will be converted based on selected currency (Column L) and Column BB (TAXES) value (INR) will be added to the converted values.
Note on K674: gepadmin: 1. If you choose "Full Conversion" then Column BA (AMOUNT) and Column BB (TAXES) BOTH values will be convert based on selected Currency in (Column L). 2. If you choose "Partial Conversion" then Column BA (AMOUNT) only will be converted based on selected currency (Column L) and Column BB (TAXES) value (INR) will be added to the converted values.
Note on K675: gepadmin: 1. If you choose "Full Conversion" then Column BA (AMOUNT) and Column BB (TAXES) BOTH values will be convert based on selected Currency in (Column L). 2. If you choose "Partial Conversion" then Column BA (AMOUNT) only will be converted based on selected currency (Column L) and Column BB (TAXES) value (INR) will be added to the converted values.
Note on K676: gepadmin: 1. If you choose "Full Conversion" then Column BA (AMOUNT) and Column BB (TAXES) BOTH values will be convert based on selected Currency in (Column L). 2. If you choose "Partial Conversion" then Column BA (AMOUNT) only will be converted based on selected currency (Column L) and Column BB (TAXES) value (INR) will be added to the converted values.
Note on K677: gepadmin: 1. If you choose "Full Conversion" then Column BA (AMOUNT) and Column BB (TAXES) BOTH values will be convert based on selected Currency in (Column L). 2. If you choose "Partial Conversion" then Column BA (AMOUNT) only will be converted based on selected currency (Column L) and Column BB (TAXES) value (INR) will be added to the converted values.
Note on K678: gepadmin: 1. If you choose "Full Conversion" then Column BA (AMOUNT) and Column BB (TAXES) BOTH values will be convert based on selected Currency in (Column L). 2. If you choose "Partial Conversion" then Column BA (AMOUNT) only will be converted based on selected currency (Column L) and Column BB (TAXES) value (INR) will be added to the converted values.
Note on K679: gepadmin: 1. If you choose "Full Conversion" then Column BA (AMOUNT) and Column BB (TAXES) BOTH values will be convert based on selected Currency in (Column L). 2. If you choose "Partial Conversion" then Column BA (AMOUNT) only will be converted based on selected currency (Column L) and Column BB (TAXES) value (INR) will be added to the converted values.
Note on K680: gepadmin: 1. If you choose "Full Conversion" then Column BA (AMOUNT) and Column BB (TAXES) BOTH values will be convert based on selected Currency in (Column L). 2. If you choose "Partial Conversion" then Column BA (AMOUNT) only will be converted based on selected currency (Column L) and Column BB (TAXES) value (INR) will be added to the converted values.
Note on K681: gepadmin: 1. If you choose "Full Conversion" then Column BA (AMOUNT) and Column BB (TAXES) BOTH values will be convert based on selected Currency in (Column L). 2. If you choose "Partial Conversion" then Column BA (AMOUNT) only will be converted based on selected currency (Column L) and Column BB (TAXES) value (INR) will be added to the converted values.
Note on K682: gepadmin: 1. If you choose "Full Conversion" then Column BA (AMOUNT) and Column BB (TAXES) BOTH values will be convert based on selected Currency in (Column L). 2. If you choose "Partial Conversion" then Column BA (AMOUNT) only will be converted based on selected currency (Column L) and Column BB (TAXES) value (INR) will be added to the converted values.
Note on K683: gepadmin: 1. If you choose "Full Conversion" then Column BA (AMOUNT) and Column BB (TAXES) BOTH values will be convert based on selected Currency in (Column L). 2. If you choose "Partial Conversion" then Column BA (AMOUNT) only will be converted based on selected currency (Column L) and Column BB (TAXES) value (INR) will be added to the converted values.
Note on K684: gepadmin: 1. If you choose "Full Conversion" then Column BA (AMOUNT) and Column BB (TAXES) BOTH values will be convert based on selected Currency in (Column L). 2. If you choose "Partial Conversion" then Column BA (AMOUNT) only will be converted based on selected currency (Column L) and Column BB (TAXES) value (INR) will be added to the converted values.
Note on K685: gepadmin: 1. If you choose "Full Conversion" then Column BA (AMOUNT) and Column BB (TAXES) BOTH values will be convert based on selected Currency in (Column L). 2. If you choose "Partial Conversion" then Column BA (AMOUNT) only will be converted based on selected currency (Column L) and Column BB (TAXES) value (INR) will be added to the converted values.
Note on K686: gepadmin: 1. If you choose "Full Conversion" then Column BA (AMOUNT) and Column BB (TAXES) BOTH values will be convert based on selected Currency in (Column L). 2. If you choose "Partial Conversion" then Column BA (AMOUNT) only will be converted based on selected currency (Column L) and Column BB (TAXES) value (INR) will be added to the converted values.
Note on K687: gepadmin: 1. If you choose "Full Conversion" then Column BA (AMOUNT) and Column BB (TAXES) BOTH values will be convert based on selected Currency in (Column L). 2. If you choose "Partial Conversion" then Column BA (AMOUNT) only will be converted based on selected currency (Column L) and Column BB (TAXES) value (INR) will be added to the converted values.
Note on K688: gepadmin: 1. If you choose "Full Conversion" then Column BA (AMOUNT) and Column BB (TAXES) BOTH values will be convert based on selected Currency in (Column L). 2. If you choose "Partial Conversion" then Column BA (AMOUNT) only will be converted based on selected currency (Column L) and Column BB (TAXES) value (INR) will be added to the converted values.
Note on K689: gepadmin: 1. If you choose "Full Conversion" then Column BA (AMOUNT) and Column BB (TAXES) BOTH values will be convert based on selected Currency in (Column L). 2. If you choose "Partial Conversion" then Column BA (AMOUNT) only will be converted based on selected currency (Column L) and Column BB (TAXES) value (INR) will be added to the converted values.
Note on K690: gepadmin: 1. If you choose "Full Conversion" then Column BA (AMOUNT) and Column BB (TAXES) BOTH values will be convert based on selected Currency in (Column L). 2. If you choose "Partial Conversion" then Column BA (AMOUNT) only will be converted based on selected currency (Column L) and Column BB (TAXES) value (INR) will be added to the converted values.
Note on K691: gepadmin: 1. If you choose "Full Conversion" then Column BA (AMOUNT) and Column BB (TAXES) BOTH values will be convert based on selected Currency in (Column L). 2. If you choose "Partial Conversion" then Column BA (AMOUNT) only will be converted based on selected currency (Column L) and Column BB (TAXES) value (INR) will be added to the converted values.
Note on K692: gepadmin: 1. If you choose "Full Conversion" then Column BA (AMOUNT) and Column BB (TAXES) BOTH values will be convert based on selected Currency in (Column L). 2. If you choose "Partial Conversion" then Column BA (AMOUNT) only will be converted based on selected currency (Column L) and Column BB (TAXES) value (INR) will be added to the converted values.
Note on K693: gepadmin: 1. If you choose "Full Conversion" then Column BA (AMOUNT) and Column BB (TAXES) BOTH values will be convert based on selected Currency in (Column L). 2. If you choose "Partial Conversion" then Column BA (AMOUNT) only will be converted based on selected currency (Column L) and Column BB (TAXES) value (INR) will be added to the converted values.
Note on K694: gepadmin: 1. If you choose "Full Conversion" then Column BA (AMOUNT) and Column BB (TAXES) BOTH values will be convert based on selected Currency in (Column L). 2. If you choose "Partial Conversion" then Column BA (AMOUNT) only will be converted based on selected currency (Column L) and Column BB (TAXES) value (INR) will be added to the converted values.
Note on K695: gepadmin: 1. If you choose "Full Conversion" then Column BA (AMOUNT) and Column BB (TAXES) BOTH values will be convert based on selected Currency in (Column L). 2. If you choose "Partial Conversion" then Column BA (AMOUNT) only will be converted based on selected currency (Column L) and Column BB (TAXES) value (INR) will be added to the converted values.
Note on K696: gepadmin: 1. If you choose "Full Conversion" then Column BA (AMOUNT) and Column BB (TAXES) BOTH values will be convert based on selected Currency in (Column L). 2. If you choose "Partial Conversion" then Column BA (AMOUNT) only will be converted based on selected currency (Column L) and Column BB (TAXES) value (INR) will be added to the converted values.
Note on K697: gepadmin: 1. If you choose "Full Conversion" then Column BA (AMOUNT) and Column BB (TAXES) BOTH values will be convert based on selected Currency in (Column L). 2. If you choose "Partial Conversion" then Column BA (AMOUNT) only will be converted based on selected currency (Column L) and Column BB (TAXES) value (INR) will be added to the converted values.
Note on K698: gepadmin: 1. If you choose "Full Conversion" then Column BA (AMOUNT) and Column BB (TAXES) BOTH values will be convert based on selected Currency in (Column L). 2. If you choose "Partial Conversion" then Column BA (AMOUNT) only will be converted based on selected currency (Column L) and Column BB (TAXES) value (INR) will be added to the converted values.
Note on K699: gepadmin: 1. If you choose "Full Conversion" then Column BA (AMOUNT) and Column BB (TAXES) BOTH values will be convert based on selected Currency in (Column L). 2. If you choose "Partial Conversion" then Column BA (AMOUNT) only will be converted based on selected currency (Column L) and Column BB (TAXES) value (INR) will be added to the converted values.
Note on K700: gepadmin: 1. If you choose "Full Conversion" then Column BA (AMOUNT) and Column BB (TAXES) BOTH values will be convert based on selected Currency in (Column L). 2. If you choose "Partial Conversion" then Column BA (AMOUNT) only will be converted based on selected currency (Column L) and Column BB (TAXES) value (INR) will be added to the converted values.
Note on K701: gepadmin: 1. If you choose "Full Conversion" then Column BA (AMOUNT) and Column BB (TAXES) BOTH values will be convert based on selected Currency in (Column L). 2. If you choose "Partial Conversion" then Column BA (AMOUNT) only will be converted based on selected currency (Column L) and Column BB (TAXES) value (INR) will be added to the converted values.
Note on K702: gepadmin: 1. If you choose "Full Conversion" then Column BA (AMOUNT) and Column BB (TAXES) BOTH values will be convert based on selected Currency in (Column L). 2. If you choose "Partial Conversion" then Column BA (AMOUNT) only will be converted based on selected currency (Column L) and Column BB (TAXES) value (INR) will be added to the converted values.
Note on K703: gepadmin: 1. If you choose "Full Conversion" then Column BA (AMOUNT) and Column BB (TAXES) BOTH values will be convert based on selected Currency in (Column L). 2. If you choose "Partial Conversion" then Column BA (AMOUNT) only will be converted based on selected currency (Column L) and Column BB (TAXES) value (INR) will be added to the converted values.
Note on K704: gepadmin: 1. If you choose "Full Conversion" then Column BA (AMOUNT) and Column BB (TAXES) BOTH values will be convert based on selected Currency in (Column L). 2. If you choose "Partial Conversion" then Column BA (AMOUNT) only will be converted based on selected currency (Column L) and Column BB (TAXES) value (INR) will be added to the converted values.
Note on K705: gepadmin: 1. If you choose "Full Conversion" then Column BA (AMOUNT) and Column BB (TAXES) BOTH values will be convert based on selected Currency in (Column L). 2. If you choose "Partial Conversion" then Column BA (AMOUNT) only will be converted based on selected currency (Column L) and Column BB (TAXES) value (INR) will be added to the converted values.
Note on K706: gepadmin: 1. If you choose "Full Conversion" then Column BA (AMOUNT) and Column BB (TAXES) BOTH values will be convert based on selected Currency in (Column L). 2. If you choose "Partial Conversion" then Column BA (AMOUNT) only will be converted based on selected currency (Column L) and Column BB (TAXES) value (INR) will be added to the converted values.
Note on K707: gepadmin: 1. If you choose "Full Conversion" then Column BA (AMOUNT) and Column BB (TAXES) BOTH values will be convert based on selected Currency in (Column L). 2. If you choose "Partial Conversion" then Column BA (AMOUNT) only will be converted based on selected currency (Column L) and Column BB (TAXES) value (INR) will be added to the converted values.
Note on K708: gepadmin: 1. If you choose "Full Conversion" then Column BA (AMOUNT) and Column BB (TAXES) BOTH values will be convert based on selected Currency in (Column L). 2. If you choose "Partial Conversion" then Column BA (AMOUNT) only will be converted based on selected currency (Column L) and Column BB (TAXES) value (INR) will be added to the converted values.
Note on K709: gepadmin: 1. If you choose "Full Conversion" then Column BA (AMOUNT) and Column BB (TAXES) BOTH values will be convert based on selected Currency in (Column L). 2. If you choose "Partial Conversion" then Column BA (AMOUNT) only will be converted based on selected currency (Column L) and Column BB (TAXES) value (INR) will be added to the converted values.
Note on K710: gepadmin: 1. If you choose "Full Conversion" then Column BA (AMOUNT) and Column BB (TAXES) BOTH values will be convert based on selected Currency in (Column L). 2. If you choose "Partial Conversion" then Column BA (AMOUNT) only will be converted based on selected currency (Column L) and Column BB (TAXES) value (INR) will be added to the converted values.
Note on K711: gepadmin: 1. If you choose "Full Conversion" then Column BA (AMOUNT) and Column BB (TAXES) BOTH values will be convert based on selected Currency in (Column L). 2. If you choose "Partial Conversion" then Column BA (AMOUNT) only will be converted based on selected currency (Column L) and Column BB (TAXES) value (INR) will be added to the converted values.
Note on K712: gepadmin: 1. If you choose "Full Conversion" then Column BA (AMOUNT) and Column BB (TAXES) BOTH values will be convert based on selected Currency in (Column L). 2. If you choose "Partial Conversion" then Column BA (AMOUNT) only will be converted based on selected currency (Column L) and Column BB (TAXES) value (INR) will be added to the converted values.
Note on K713: gepadmin: 1. If you choose "Full Conversion" then Column BA (AMOUNT) and Column BB (TAXES) BOTH values will be convert based on selected Currency in (Column L). 2. If you choose "Partial Conversion" then Column BA (AMOUNT) only will be converted based on selected currency (Column L) and Column BB (TAXES) value (INR) will be added to the converted values.
Note on K714: gepadmin: 1. If you choose "Full Conversion" then Column BA (AMOUNT) and Column BB (TAXES) BOTH values will be convert based on selected Currency in (Column L). 2. If you choose "Partial Conversion" then Column BA (AMOUNT) only will be converted based on selected currency (Column L) and Column BB (TAXES) value (INR) will be added to the converted values.
Note on K715: gepadmin: 1. If you choose "Full Conversion" then Column BA (AMOUNT) and Column BB (TAXES) BOTH values will be convert based on selected Currency in (Column L). 2. If you choose "Partial Conversion" then Column BA (AMOUNT) only will be converted based on selected currency (Column L) and Column BB (TAXES) value (INR) will be added to the converted values.
Note on K716: gepadmin: 1. If you choose "Full Conversion" then Column BA (AMOUNT) and Column BB (TAXES) BOTH values will be convert based on selected Currency in (Column L). 2. If you choose "Partial Conversion" then Column BA (AMOUNT) only will be converted based on selected currency (Column L) and Column BB (TAXES) value (INR) will be added to the converted values.
Note on K717: gepadmin: 1. If you choose "Full Conversion" then Column BA (AMOUNT) and Column BB (TAXES) BOTH values will be convert based on selected Currency in (Column L). 2. If you choose "Partial Conversion" then Column BA (AMOUNT) only will be converted based on selected currency (Column L) and Column BB (TAXES) value (INR) will be added to the converted values.
Note on K718: gepadmin: 1. If you choose "Full Conversion" then Column BA (AMOUNT) and Column BB (TAXES) BOTH values will be convert based on selected Currency in (Column L). 2. If you choose "Partial Conversion" then Column BA (AMOUNT) only will be converted based on selected currency (Column L) and Column BB (TAXES) value (INR) will be added to the converted values.
Note on K719: gepadmin: 1. If you choose "Full Conversion" then Column BA (AMOUNT) and Column BB (TAXES) BOTH values will be convert based on selected Currency in (Column L). 2. If you choose "Partial Conversion" then Column BA (AMOUNT) only will be converted based on selected currency (Column L) and Column BB (TAXES) value (INR) will be added to the converted values.
Note on K720: gepadmin: 1. If you choose "Full Conversion" then Column BA (AMOUNT) and Column BB (TAXES) BOTH values will be convert based on selected Currency in (Column L). 2. If you choose "Partial Conversion" then Column BA (AMOUNT) only will be converted based on selected currency (Column L) and Column BB (TAXES) value (INR) will be added to the converted values.
Note on K721: gepadmin: 1. If you choose "Full Conversion" then Column BA (AMOUNT) and Column BB (TAXES) BOTH values will be convert based on selected Currency in (Column L). 2. If you choose "Partial Conversion" then Column BA (AMOUNT) only will be converted based on selected currency (Column L) and Column BB (TAXES) value (INR) will be added to the converted values.
Note on K722: gepadmin: 1. If you choose "Full Conversion" then Column BA (AMOUNT) and Column BB (TAXES) BOTH values will be convert based on selected Currency in (Column L). 2. If you choose "Partial Conversion" then Column BA (AMOUNT) only will be converted based on selected currency (Column L) and Column BB (TAXES) value (INR) will be added to the converted values.
Note on K723: gepadmin: 1. If you choose "Full Conversion" then Column BA (AMOUNT) and Column BB (TAXES) BOTH values will be convert based on selected Currency in (Column L). 2. If you choose "Partial Conversion" then Column BA (AMOUNT) only will be converted based on selected currency (Column L) and Column BB (TAXES) value (INR) will be added to the converted values.
Note on K724: gepadmin: 1. If you choose "Full Conversion" then Column BA (AMOUNT) and Column BB (TAXES) BOTH values will be convert based on selected Currency in (Column L). 2. If you choose "Partial Conversion" then Column BA (AMOUNT) only will be converted based on selected currency (Column L) and Column BB (TAXES) value (INR) will be added to the converted values.
Note on K725: gepadmin: 1. If you choose "Full Conversion" then Column BA (AMOUNT) and Column BB (TAXES) BOTH values will be convert based on selected Currency in (Column L). 2. If you choose "Partial Conversion" then Column BA (AMOUNT) only will be converted based on selected currency (Column L) and Column BB (TAXES) value (INR) will be added to the converted values.
Note on K726: gepadmin: 1. If you choose "Full Conversion" then Column BA (AMOUNT) and Column BB (TAXES) BOTH values will be convert based on selected Currency in (Column L). 2. If you choose "Partial Conversion" then Column BA (AMOUNT) only will be converted based on selected currency (Column L) and Column BB (TAXES) value (INR) will be added to the converted values.
Note on K727: gepadmin: 1. If you choose "Full Conversion" then Column BA (AMOUNT) and Column BB (TAXES) BOTH values will be convert based on selected Currency in (Column L). 2. If you choose "Partial Conversion" then Column BA (AMOUNT) only will be converted based on selected currency (Column L) and Column BB (TAXES) value (INR) will be added to the converted values.
Note on K728: gepadmin: 1. If you choose "Full Conversion" then Column BA (AMOUNT) and Column BB (TAXES) BOTH values will be convert based on selected Currency in (Column L). 2. If you choose "Partial Conversion" then Column BA (AMOUNT) only will be converted based on selected currency (Column L) and Column BB (TAXES) value (INR) will be added to the converted values.
Note on K729: gepadmin: 1. If you choose "Full Conversion" then Column BA (AMOUNT) and Column BB (TAXES) BOTH values will be convert based on selected Currency in (Column L). 2. If you choose "Partial Conversion" then Column BA (AMOUNT) only will be converted based on selected currency (Column L) and Column BB (TAXES) value (INR) will be added to the converted values.
Note on K730: gepadmin: 1. If you choose "Full Conversion" then Column BA (AMOUNT) and Column BB (TAXES) BOTH values will be convert based on selected Currency in (Column L). 2. If you choose "Partial Conversion" then Column BA (AMOUNT) only will be converted based on selected currency (Column L) and Column BB (TAXES) value (INR) will be added to the converted values.
Note on K731: gepadmin: 1. If you choose "Full Conversion" then Column BA (AMOUNT) and Column BB (TAXES) BOTH values will be convert based on selected Currency in (Column L). 2. If you choose "Partial Conversion" then Column BA (AMOUNT) only will be converted based on selected currency (Column L) and Column BB (TAXES) value (INR) will be added to the converted values.
Note on K732: gepadmin: 1. If you choose "Full Conversion" then Column BA (AMOUNT) and Column BB (TAXES) BOTH values will be convert based on selected Currency in (Column L). 2. If you choose "Partial Conversion" then Column BA (AMOUNT) only will be converted based on selected currency (Column L) and Column BB (TAXES) value (INR) will be added to the converted values.
Note on K733: gepadmin: 1. If you choose "Full Conversion" then Column BA (AMOUNT) and Column BB (TAXES) BOTH values will be convert based on selected Currency in (Column L). 2. If you choose "Partial Conversion" then Column BA (AMOUNT) only will be converted based on selected currency (Column L) and Column BB (TAXES) value (INR) will be added to the converted values.
Note on K734: gepadmin: 1. If you choose "Full Conversion" then Column BA (AMOUNT) and Column BB (TAXES) BOTH values will be convert based on selected Currency in (Column L). 2. If you choose "Partial Conversion" then Column BA (AMOUNT) only will be converted based on selected currency (Column L) and Column BB (TAXES) value (INR) will be added to the converted values.
Note on K735: gepadmin: 1. If you choose "Full Conversion" then Column BA (AMOUNT) and Column BB (TAXES) BOTH values will be convert based on selected Currency in (Column L). 2. If you choose "Partial Conversion" then Column BA (AMOUNT) only will be converted based on selected currency (Column L) and Column BB (TAXES) value (INR) will be added to the converted values.
Note on K736: gepadmin: 1. If you choose "Full Conversion" then Column BA (AMOUNT) and Column BB (TAXES) BOTH values will be convert based on selected Currency in (Column L). 2. If you choose "Partial Conversion" then Column BA (AMOUNT) only will be converted based on selected currency (Column L) and Column BB (TAXES) value (INR) will be added to the converted values.
Note on K737: gepadmin: 1. If you choose "Full Conversion" then Column BA (AMOUNT) and Column BB (TAXES) BOTH values will be convert based on selected Currency in (Column L). 2. If you choose "Partial Conversion" then Column BA (AMOUNT) only will be converted based on selected currency (Column L) and Column BB (TAXES) value (INR) will be added to the converted values.
Note on K738: gepadmin: 1. If you choose "Full Conversion" then Column BA (AMOUNT) and Column BB (TAXES) BOTH values will be convert based on selected Currency in (Column L). 2. If you choose "Partial Conversion" then Column BA (AMOUNT) only will be converted based on selected currency (Column L) and Column BB (TAXES) value (INR) will be added to the converted values.
Note on K739: gepadmin: 1. If you choose "Full Conversion" then Column BA (AMOUNT) and Column BB (TAXES) BOTH values will be convert based on selected Currency in (Column L). 2. If you choose "Partial Conversion" then Column BA (AMOUNT) only will be converted based on selected currency (Column L) and Column BB (TAXES) value (INR) will be added to the converted values.
Note on K740: gepadmin: 1. If you choose "Full Conversion" then Column BA (AMOUNT) and Column BB (TAXES) BOTH values will be convert based on selected Currency in (Column L). 2. If you choose "Partial Conversion" then Column BA (AMOUNT) only will be converted based on selected currency (Column L) and Column BB (TAXES) value (INR) will be added to the converted values.
Note on K741: gepadmin: 1. If you choose "Full Conversion" then Column BA (AMOUNT) and Column BB (TAXES) BOTH values will be convert based on selected Currency in (Column L). 2. If you choose "Partial Conversion" then Column BA (AMOUNT) only will be converted based on selected currency (Column L) and Column BB (TAXES) value (INR) will be added to the converted values.
Note on K742: gepadmin: 1. If you choose "Full Conversion" then Column BA (AMOUNT) and Column BB (TAXES) BOTH values will be convert based on selected Currency in (Column L). 2. If you choose "Partial Conversion" then Column BA (AMOUNT) only will be converted based on selected currency (Column L) and Column BB (TAXES) value (INR) will be added to the converted values.
Note on K743: gepadmin: 1. If you choose "Full Conversion" then Column BA (AMOUNT) and Column BB (TAXES) BOTH values will be convert based on selected Currency in (Column L). 2. If you choose "Partial Conversion" then Column BA (AMOUNT) only will be converted based on selected currency (Column L) and Column BB (TAXES) value (INR) will be added to the converted values.
Note on K744: gepadmin: 1. If you choose "Full Conversion" then Column BA (AMOUNT) and Column BB (TAXES) BOTH values will be convert based on selected Currency in (Column L). 2. If you choose "Partial Conversion" then Column BA (AMOUNT) only will be converted based on selected currency (Column L) and Column BB (TAXES) value (INR) will be added to the converted values.
Note on K745: gepadmin: 1. If you choose "Full Conversion" then Column BA (AMOUNT) and Column BB (TAXES) BOTH values will be convert based on selected Currency in (Column L). 2. If you choose "Partial Conversion" then Column BA (AMOUNT) only will be converted based on selected currency (Column L) and Column BB (TAXES) value (INR) will be added to the converted values.
Note on K746: gepadmin: 1. If you choose "Full Conversion" then Column BA (AMOUNT) and Column BB (TAXES) BOTH values will be convert based on selected Currency in (Column L). 2. If you choose "Partial Conversion" then Column BA (AMOUNT) only will be converted based on selected currency (Column L) and Column BB (TAXES) value (INR) will be added to the converted values.
Note on K747: gepadmin: 1. If you choose "Full Conversion" then Column BA (AMOUNT) and Column BB (TAXES) BOTH values will be convert based on selected Currency in (Column L). 2. If you choose "Partial Conversion" then Column BA (AMOUNT) only will be converted based on selected currency (Column L) and Column BB (TAXES) value (INR) will be added to the converted values.
Note on K748: gepadmin: 1. If you choose "Full Conversion" then Column BA (AMOUNT) and Column BB (TAXES) BOTH values will be convert based on selected Currency in (Column L). 2. If you choose "Partial Conversion" then Column BA (AMOUNT) only will be converted based on selected currency (Column L) and Column BB (TAXES) value (INR) will be added to the converted values.
Note on K749: gepadmin: 1. If you choose "Full Conversion" then Column BA (AMOUNT) and Column BB (TAXES) BOTH values will be convert based on selected Currency in (Column L). 2. If you choose "Partial Conversion" then Column BA (AMOUNT) only will be converted based on selected currency (Column L) and Column BB (TAXES) value (INR) will be added to the converted values.
Note on K750: gepadmin: 1. If you choose "Full Conversion" then Column BA (AMOUNT) and Column BB (TAXES) BOTH values will be convert based on selected Currency in (Column L). 2. If you choose "Partial Conversion" then Column BA (AMOUNT) only will be converted based on selected currency (Column L) and Column BB (TAXES) value (INR) will be added to the converted values.
Note on K751: gepadmin: 1. If you choose "Full Conversion" then Column BA (AMOUNT) and Column BB (TAXES) BOTH values will be convert based on selected Currency in (Column L). 2. If you choose "Partial Conversion" then Column BA (AMOUNT) only will be converted based on selected currency (Column L) and Column BB (TAXES) value (INR) will be added to the converted values.
Note on K752: gepadmin: 1. If you choose "Full Conversion" then Column BA (AMOUNT) and Column BB (TAXES) BOTH values will be convert based on selected Currency in (Column L). 2. If you choose "Partial Conversion" then Column BA (AMOUNT) only will be converted based on selected currency (Column L) and Column BB (TAXES) value (INR) will be added to the converted values.
Note on K753: gepadmin: 1. If you choose "Full Conversion" then Column BA (AMOUNT) and Column BB (TAXES) BOTH values will be convert based on selected Currency in (Column L). 2. If you choose "Partial Conversion" then Column BA (AMOUNT) only will be converted based on selected currency (Column L) and Column BB (TAXES) value (INR) will be added to the converted values.
Note on K754: gepadmin: 1. If you choose "Full Conversion" then Column BA (AMOUNT) and Column BB (TAXES) BOTH values will be convert based on selected Currency in (Column L). 2. If you choose "Partial Conversion" then Column BA (AMOUNT) only will be converted based on selected currency (Column L) and Column BB (TAXES) value (INR) will be added to the converted values.
Note on K755: gepadmin: 1. If you choose "Full Conversion" then Column BA (AMOUNT) and Column BB (TAXES) BOTH values will be convert based on selected Currency in (Column L). 2. If you choose "Partial Conversion" then Column BA (AMOUNT) only will be converted based on selected currency (Column L) and Column BB (TAXES) value (INR) will be added to the converted values.
Note on K756: gepadmin: 1. If you choose "Full Conversion" then Column BA (AMOUNT) and Column BB (TAXES) BOTH values will be convert based on selected Currency in (Column L). 2. If you choose "Partial Conversion" then Column BA (AMOUNT) only will be converted based on selected currency (Column L) and Column BB (TAXES) value (INR) will be added to the converted values.
Note on K757: gepadmin: 1. If you choose "Full Conversion" then Column BA (AMOUNT) and Column BB (TAXES) BOTH values will be convert based on selected Currency in (Column L). 2. If you choose "Partial Conversion" then Column BA (AMOUNT) only will be converted based on selected currency (Column L) and Column BB (TAXES) value (INR) will be added to the converted values.
Note on K758: gepadmin: 1. If you choose "Full Conversion" then Column BA (AMOUNT) and Column BB (TAXES) BOTH values will be convert based on selected Currency in (Column L). 2. If you choose "Partial Conversion" then Column BA (AMOUNT) only will be converted based on selected currency (Column L) and Column BB (TAXES) value (INR) will be added to the converted values.
Note on K759: gepadmin: 1. If you choose "Full Conversion" then Column BA (AMOUNT) and Column BB (TAXES) BOTH values will be convert based on selected Currency in (Column L). 2. If you choose "Partial Conversion" then Column BA (AMOUNT) only will be converted based on selected currency (Column L) and Column BB (TAXES) value (INR) will be added to the converted values.
Note on K760: gepadmin: 1. If you choose "Full Conversion" then Column BA (AMOUNT) and Column BB (TAXES) BOTH values will be convert based on selected Currency in (Column L). 2. If you choose "Partial Conversion" then Column BA (AMOUNT) only will be converted based on selected currency (Column L) and Column BB (TAXES) value (INR) will be added to the converted values.
Note on K761: gepadmin: 1. If you choose "Full Conversion" then Column BA (AMOUNT) and Column BB (TAXES) BOTH values will be convert based on selected Currency in (Column L). 2. If you choose "Partial Conversion" then Column BA (AMOUNT) only will be converted based on selected currency (Column L) and Column BB (TAXES) value (INR) will be added to the converted values.
Note on K762: gepadmin: 1. If you choose "Full Conversion" then Column BA (AMOUNT) and Column BB (TAXES) BOTH values will be convert based on selected Currency in (Column L). 2. If you choose "Partial Conversion" then Column BA (AMOUNT) only will be converted based on selected currency (Column L) and Column BB (TAXES) value (INR) will be added to the converted values.
Note on K763: gepadmin: 1. If you choose "Full Conversion" then Column BA (AMOUNT) and Column BB (TAXES) BOTH values will be convert based on selected Currency in (Column L). 2. If you choose "Partial Conversion" then Column BA (AMOUNT) only will be converted based on selected currency (Column L) and Column BB (TAXES) value (INR) will be added to the converted values.
Note on K764: gepadmin: 1. If you choose "Full Conversion" then Column BA (AMOUNT) and Column BB (TAXES) BOTH values will be convert based on selected Currency in (Column L). 2. If you choose "Partial Conversion" then Column BA (AMOUNT) only will be converted based on selected currency (Column L) and Column BB (TAXES) value (INR) will be added to the converted values.
Note on K765: gepadmin: 1. If you choose "Full Conversion" then Column BA (AMOUNT) and Column BB (TAXES) BOTH values will be convert based on selected Currency in (Column L). 2. If you choose "Partial Conversion" then Column BA (AMOUNT) only will be converted based on selected currency (Column L) and Column BB (TAXES) value (INR) will be added to the converted values.
Note on K766: gepadmin: 1. If you choose "Full Conversion" then Column BA (AMOUNT) and Column BB (TAXES) BOTH values will be convert based on selected Currency in (Column L). 2. If you choose "Partial Conversion" then Column BA (AMOUNT) only will be converted based on selected currency (Column L) and Column BB (TAXES) value (INR) will be added to the converted values.
Note on K767: gepadmin: 1. If you choose "Full Conversion" then Column BA (AMOUNT) and Column BB (TAXES) BOTH values will be convert based on selected Currency in (Column L). 2. If you choose "Partial Conversion" then Column BA (AMOUNT) only will be converted based on selected currency (Column L) and Column BB (TAXES) value (INR) will be added to the converted values.
Note on K768: gepadmin: 1. If you choose "Full Conversion" then Column BA (AMOUNT) and Column BB (TAXES) BOTH values will be convert based on selected Currency in (Column L). 2. If you choose "Partial Conversion" then Column BA (AMOUNT) only will be converted based on selected currency (Column L) and Column BB (TAXES) value (INR) will be added to the converted values.
Note on K769: gepadmin: 1. If you choose "Full Conversion" then Column BA (AMOUNT) and Column BB (TAXES) BOTH values will be convert based on selected Currency in (Column L). 2. If you choose "Partial Conversion" then Column BA (AMOUNT) only will be converted based on selected currency (Column L) and Column BB (TAXES) value (INR) will be added to the converted values.
Note on K770: gepadmin: 1. If you choose "Full Conversion" then Column BA (AMOUNT) and Column BB (TAXES) BOTH values will be convert based on selected Currency in (Column L). 2. If you choose "Partial Conversion" then Column BA (AMOUNT) only will be converted based on selected currency (Column L) and Column BB (TAXES) value (INR) will be added to the converted values.
Note on K771: gepadmin: 1. If you choose "Full Conversion" then Column BA (AMOUNT) and Column BB (TAXES) BOTH values will be convert based on selected Currency in (Column L). 2. If you choose "Partial Conversion" then Column BA (AMOUNT) only will be converted based on selected currency (Column L) and Column BB (TAXES) value (INR) will be added to the converted values.
Note on K772: gepadmin: 1. If you choose "Full Conversion" then Column BA (AMOUNT) and Column BB (TAXES) BOTH values will be convert based on selected Currency in (Column L). 2. If you choose "Partial Conversion" then Column BA (AMOUNT) only will be converted based on selected currency (Column L) and Column BB (TAXES) value (INR) will be added to the converted values.
Note on K773: gepadmin: 1. If you choose "Full Conversion" then Column BA (AMOUNT) and Column BB (TAXES) BOTH values will be convert based on selected Currency in (Column L). 2. If you choose "Partial Conversion" then Column BA (AMOUNT) only will be converted based on selected currency (Column L) and Column BB (TAXES) value (INR) will be added to the converted values.
Note on K774: gepadmin: 1. If you choose "Full Conversion" then Column BA (AMOUNT) and Column BB (TAXES) BOTH values will be convert based on selected Currency in (Column L). 2. If you choose "Partial Conversion" then Column BA (AMOUNT) only will be converted based on selected currency (Column L) and Column BB (TAXES) value (INR) will be added to the converted values.
Note on K775: gepadmin: 1. If you choose "Full Conversion" then Column BA (AMOUNT) and Column BB (TAXES) BOTH values will be convert based on selected Currency in (Column L). 2. If you choose "Partial Conversion" then Column BA (AMOUNT) only will be converted based on selected currency (Column L) and Column BB (TAXES) value (INR) will be added to the converted values.
Note on K776: gepadmin: 1. If you choose "Full Conversion" then Column BA (AMOUNT) and Column BB (TAXES) BOTH values will be convert based on selected Currency in (Column L). 2. If you choose "Partial Conversion" then Column BA (AMOUNT) only will be converted based on selected currency (Column L) and Column BB (TAXES) value (INR) will be added to the converted values.
Note on K777: gepadmin: 1. If you choose "Full Conversion" then Column BA (AMOUNT) and Column BB (TAXES) BOTH values will be convert based on selected Currency in (Column L). 2. If you choose "Partial Conversion" then Column BA (AMOUNT) only will be converted based on selected currency (Column L) and Column BB (TAXES) value (INR) will be added to the converted values.
Note on K778: gepadmin: 1. If you choose "Full Conversion" then Column BA (AMOUNT) and Column BB (TAXES) BOTH values will be convert based on selected Currency in (Column L). 2. If you choose "Partial Conversion" then Column BA (AMOUNT) only will be converted based on selected currency (Column L) and Column BB (TAXES) value (INR) will be added to the converted values.
Note on K779: gepadmin: 1. If you choose "Full Conversion" then Column BA (AMOUNT) and Column BB (TAXES) BOTH values will be convert based on selected Currency in (Column L). 2. If you choose "Partial Conversion" then Column BA (AMOUNT) only will be converted based on selected currency (Column L) and Column BB (TAXES) value (INR) will be added to the converted values.
Note on K780: gepadmin: 1. If you choose "Full Conversion" then Column BA (AMOUNT) and Column BB (TAXES) BOTH values will be convert based on selected Currency in (Column L). 2. If you choose "Partial Conversion" then Column BA (AMOUNT) only will be converted based on selected currency (Column L) and Column BB (TAXES) value (INR) will be added to the converted values.
Note on K781: gepadmin: 1. If you choose "Full Conversion" then Column BA (AMOUNT) and Column BB (TAXES) BOTH values will be convert based on selected Currency in (Column L). 2. If you choose "Partial Conversion" then Column BA (AMOUNT) only will be converted based on selected currency (Column L) and Column BB (TAXES) value (INR) will be added to the converted values.
Note on K782: gepadmin: 1. If you choose "Full Conversion" then Column BA (AMOUNT) and Column BB (TAXES) BOTH values will be convert based on selected Currency in (Column L). 2. If you choose "Partial Conversion" then Column BA (AMOUNT) only will be converted based on selected currency (Column L) and Column BB (TAXES) value (INR) will be added to the converted values.
Note on K783: gepadmin: 1. If you choose "Full Conversion" then Column BA (AMOUNT) and Column BB (TAXES) BOTH values will be convert based on selected Currency in (Column L). 2. If you choose "Partial Conversion" then Column BA (AMOUNT) only will be converted based on selected currency (Column L) and Column BB (TAXES) value (INR) will be added to the converted values.
Note on K784: gepadmin: 1. If you choose "Full Conversion" then Column BA (AMOUNT) and Column BB (TAXES) BOTH values will be convert based on selected Currency in (Column L). 2. If you choose "Partial Conversion" then Column BA (AMOUNT) only will be converted based on selected currency (Column L) and Column BB (TAXES) value (INR) will be added to the converted values.
Note on K785: gepadmin: 1. If you choose "Full Conversion" then Column BA (AMOUNT) and Column BB (TAXES) BOTH values will be convert based on selected Currency in (Column L). 2. If you choose "Partial Conversion" then Column BA (AMOUNT) only will be converted based on selected currency (Column L) and Column BB (TAXES) value (INR) will be added to the converted values.
Note on K786: gepadmin: 1. If you choose "Full Conversion" then Column BA (AMOUNT) and Column BB (TAXES) BOTH values will be convert based on selected Currency in (Column L). 2. If you choose "Partial Conversion" then Column BA (AMOUNT) only will be converted based on selected currency (Column L) and Column BB (TAXES) value (INR) will be added to the converted values.
Note on K787: gepadmin: 1. If you choose "Full Conversion" then Column BA (AMOUNT) and Column BB (TAXES) BOTH values will be convert based on selected Currency in (Column L). 2. If you choose "Partial Conversion" then Column BA (AMOUNT) only will be converted based on selected currency (Column L) and Column BB (TAXES) value (INR) will be added to the converted values.
Note on K788: gepadmin: 1. If you choose "Full Conversion" then Column BA (AMOUNT) and Column BB (TAXES) BOTH values will be convert based on selected Currency in (Column L). 2. If you choose "Partial Conversion" then Column BA (AMOUNT) only will be converted based on selected currency (Column L) and Column BB (TAXES) value (INR) will be added to the converted values.
Note on K789: gepadmin: 1. If you choose "Full Conversion" then Column BA (AMOUNT) and Column BB (TAXES) BOTH values will be convert based on selected Currency in (Column L). 2. If you choose "Partial Conversion" then Column BA (AMOUNT) only will be converted based on selected currency (Column L) and Column BB (TAXES) value (INR) will be added to the converted values.
Note on K790: gepadmin: 1. If you choose "Full Conversion" then Column BA (AMOUNT) and Column BB (TAXES) BOTH values will be convert based on selected Currency in (Column L). 2. If you choose "Partial Conversion" then Column BA (AMOUNT) only will be converted based on selected currency (Column L) and Column BB (TAXES) value (INR) will be added to the converted values.
Note on K791: gepadmin: 1. If you choose "Full Conversion" then Column BA (AMOUNT) and Column BB (TAXES) BOTH values will be convert based on selected Currency in (Column L). 2. If you choose "Partial Conversion" then Column BA (AMOUNT) only will be converted based on selected currency (Column L) and Column BB (TAXES) value (INR) will be added to the converted values.
Note on K792: gepadmin: 1. If you choose "Full Conversion" then Column BA (AMOUNT) and Column BB (TAXES) BOTH values will be convert based on selected Currency in (Column L). 2. If you choose "Partial Conversion" then Column BA (AMOUNT) only will be converted based on selected currency (Column L) and Column BB (TAXES) value (INR) will be added to the converted values.
Note on K793: gepadmin: 1. If you choose "Full Conversion" then Column BA (AMOUNT) and Column BB (TAXES) BOTH values will be convert based on selected Currency in (Column L). 2. If you choose "Partial Conversion" then Column BA (AMOUNT) only will be converted based on selected currency (Column L) and Column BB (TAXES) value (INR) will be added to the converted values.
Note on K794: gepadmin: 1. If you choose "Full Conversion" then Column BA (AMOUNT) and Column BB (TAXES) BOTH values will be convert based on selected Currency in (Column L). 2. If you choose "Partial Conversion" then Column BA (AMOUNT) only will be converted based on selected currency (Column L) and Column BB (TAXES) value (INR) will be added to the converted values.
Note on K795: gepadmin: 1. If you choose "Full Conversion" then Column BA (AMOUNT) and Column BB (TAXES) BOTH values will be convert based on selected Currency in (Column L). 2. If you choose "Partial Conversion" then Column BA (AMOUNT) only will be converted based on selected currency (Column L) and Column BB (TAXES) value (INR) will be added to the converted values.
Note on K796: gepadmin: 1. If you choose "Full Conversion" then Column BA (AMOUNT) and Column BB (TAXES) BOTH values will be convert based on selected Currency in (Column L). 2. If you choose "Partial Conversion" then Column BA (AMOUNT) only will be converted based on selected currency (Column L) and Column BB (TAXES) value (INR) will be added to the converted values.
Note on K797: gepadmin: 1. If you choose "Full Conversion" then Column BA (AMOUNT) and Column BB (TAXES) BOTH values will be convert based on selected Currency in (Column L). 2. If you choose "Partial Conversion" then Column BA (AMOUNT) only will be converted based on selected currency (Column L) and Column BB (TAXES) value (INR) will be added to the converted values.
Note on K798: gepadmin: 1. If you choose "Full Conversion" then Column BA (AMOUNT) and Column BB (TAXES) BOTH values will be convert based on selected Currency in (Column L). 2. If you choose "Partial Conversion" then Column BA (AMOUNT) only will be converted based on selected currency (Column L) and Column BB (TAXES) value (INR) will be added to the converted values.
Note on K799: gepadmin: 1. If you choose "Full Conversion" then Column BA (AMOUNT) and Column BB (TAXES) BOTH values will be convert based on selected Currency in (Column L). 2. If you choose "Partial Conversion" then Column BA (AMOUNT) only will be converted based on selected currency (Column L) and Column BB (TAXES) value (INR) will be added to the converted values.
Note on K800: gepadmin: 1. If you choose "Full Conversion" then Column BA (AMOUNT) and Column BB (TAXES) BOTH values will be convert based on selected Currency in (Column L). 2. If you choose "Partial Conversion" then Column BA (AMOUNT) only will be converted based on selected currency (Column L) and Column BB (TAXES) value (INR) will be added to the converted values.
Note on K801: gepadmin: 1. If you choose "Full Conversion" then Column BA (AMOUNT) and Column BB (TAXES) BOTH values will be convert based on selected Currency in (Column L). 2. If you choose "Partial Conversion" then Column BA (AMOUNT) only will be converted based on selected currency (Column L) and Column BB (TAXES) value (INR) will be added to the converted values.
Note on K802: gepadmin: 1. If you choose "Full Conversion" then Column BA (AMOUNT) and Column BB (TAXES) BOTH values will be convert based on selected Currency in (Column L). 2. If you choose "Partial Conversion" then Column BA (AMOUNT) only will be converted based on selected currency (Column L) and Column BB (TAXES) value (INR) will be added to the converted values.
Note on K803: gepadmin: 1. If you choose "Full Conversion" then Column BA (AMOUNT) and Column BB (TAXES) BOTH values will be convert based on selected Currency in (Column L). 2. If you choose "Partial Conversion" then Column BA (AMOUNT) only will be converted based on selected currency (Column L) and Column BB (TAXES) value (INR) will be added to the converted values.
Note on K804: gepadmin: 1. If you choose "Full Conversion" then Column BA (AMOUNT) and Column BB (TAXES) BOTH values will be convert based on selected Currency in (Column L). 2. If you choose "Partial Conversion" then Column BA (AMOUNT) only will be converted based on selected currency (Column L) and Column BB (TAXES) value (INR) will be added to the converted values.
Note on K805: gepadmin: 1. If you choose "Full Conversion" then Column BA (AMOUNT) and Column BB (TAXES) BOTH values will be convert based on selected Currency in (Column L). 2. If you choose "Partial Conversion" then Column BA (AMOUNT) only will be converted based on selected currency (Column L) and Column BB (TAXES) value (INR) will be added to the converted values.
Note on K806: gepadmin: 1. If you choose "Full Conversion" then Column BA (AMOUNT) and Column BB (TAXES) BOTH values will be convert based on selected Currency in (Column L). 2. If you choose "Partial Conversion" then Column BA (AMOUNT) only will be converted based on selected currency (Column L) and Column BB (TAXES) value (INR) will be added to the converted values.
Note on K807: gepadmin: 1. If you choose "Full Conversion" then Column BA (AMOUNT) and Column BB (TAXES) BOTH values will be convert based on selected Currency in (Column L). 2. If you choose "Partial Conversion" then Column BA (AMOUNT) only will be converted based on selected currency (Column L) and Column BB (TAXES) value (INR) will be added to the converted values.
Note on K808: gepadmin: 1. If you choose "Full Conversion" then Column BA (AMOUNT) and Column BB (TAXES) BOTH values will be convert based on selected Currency in (Column L). 2. If you choose "Partial Conversion" then Column BA (AMOUNT) only will be converted based on selected currency (Column L) and Column BB (TAXES) value (INR) will be added to the converted values.
Note on K809: gepadmin: 1. If you choose "Full Conversion" then Column BA (AMOUNT) and Column BB (TAXES) BOTH values will be convert based on selected Currency in (Column L). 2. If you choose "Partial Conversion" then Column BA (AMOUNT) only will be converted based on selected currency (Column L) and Column BB (TAXES) value (INR) will be added to the converted values.
Note on K810: gepadmin: 1. If you choose "Full Conversion" then Column BA (AMOUNT) and Column BB (TAXES) BOTH values will be convert based on selected Currency in (Column L). 2. If you choose "Partial Conversion" then Column BA (AMOUNT) only will be converted based on selected currency (Column L) and Column BB (TAXES) value (INR) will be added to the converted values.
Note on K811: gepadmin: 1. If you choose "Full Conversion" then Column BA (AMOUNT) and Column BB (TAXES) BOTH values will be convert based on selected Currency in (Column L). 2. If you choose "Partial Conversion" then Column BA (AMOUNT) only will be converted based on selected currency (Column L) and Column BB (TAXES) value (INR) will be added to the converted values.
Note on K812: gepadmin: 1. If you choose "Full Conversion" then Column BA (AMOUNT) and Column BB (TAXES) BOTH values will be convert based on selected Currency in (Column L). 2. If you choose "Partial Conversion" then Column BA (AMOUNT) only will be converted based on selected currency (Column L) and Column BB (TAXES) value (INR) will be added to the converted values.
Note on K813: gepadmin: 1. If you choose "Full Conversion" then Column BA (AMOUNT) and Column BB (TAXES) BOTH values will be convert based on selected Currency in (Column L). 2. If you choose "Partial Conversion" then Column BA (AMOUNT) only will be converted based on selected currency (Column L) and Column BB (TAXES) value (INR) will be added to the converted values.
Note on K814: gepadmin: 1. If you choose "Full Conversion" then Column BA (AMOUNT) and Column BB (TAXES) BOTH values will be convert based on selected Currency in (Column L). 2. If you choose "Partial Conversion" then Column BA (AMOUNT) only will be converted based on selected currency (Column L) and Column BB (TAXES) value (INR) will be added to the converted values.
Note on K815: gepadmin: 1. If you choose "Full Conversion" then Column BA (AMOUNT) and Column BB (TAXES) BOTH values will be convert based on selected Currency in (Column L). 2. If you choose "Partial Conversion" then Column BA (AMOUNT) only will be converted based on selected currency (Column L) and Column BB (TAXES) value (INR) will be added to the converted values.
Note on K816: gepadmin: 1. If you choose "Full Conversion" then Column BA (AMOUNT) and Column BB (TAXES) BOTH values will be convert based on selected Currency in (Column L). 2. If you choose "Partial Conversion" then Column BA (AMOUNT) only will be converted based on selected currency (Column L) and Column BB (TAXES) value (INR) will be added to the converted values.
Note on K817: gepadmin: 1. If you choose "Full Conversion" then Column BA (AMOUNT) and Column BB (TAXES) BOTH values will be convert based on selected Currency in (Column L). 2. If you choose "Partial Conversion" then Column BA (AMOUNT) only will be converted based on selected currency (Column L) and Column BB (TAXES) value (INR) will be added to the converted values.
Note on K818: gepadmin: 1. If you choose "Full Conversion" then Column BA (AMOUNT) and Column BB (TAXES) BOTH values will be convert based on selected Currency in (Column L). 2. If you choose "Partial Conversion" then Column BA (AMOUNT) only will be converted based on selected currency (Column L) and Column BB (TAXES) value (INR) will be added to the converted values.
Note on K819: gepadmin: 1. If you choose "Full Conversion" then Column BA (AMOUNT) and Column BB (TAXES) BOTH values will be convert based on selected Currency in (Column L). 2. If you choose "Partial Conversion" then Column BA (AMOUNT) only will be converted based on selected currency (Column L) and Column BB (TAXES) value (INR) will be added to the converted values.
Note on K820: gepadmin: 1. If you choose "Full Conversion" then Column BA (AMOUNT) and Column BB (TAXES) BOTH values will be convert based on selected Currency in (Column L). 2. If you choose "Partial Conversion" then Column BA (AMOUNT) only will be converted based on selected currency (Column L) and Column BB (TAXES) value (INR) will be added to the converted values.
Note on K821: gepadmin: 1. If you choose "Full Conversion" then Column BA (AMOUNT) and Column BB (TAXES) BOTH values will be convert based on selected Currency in (Column L). 2. If you choose "Partial Conversion" then Column BA (AMOUNT) only will be converted based on selected currency (Column L) and Column BB (TAXES) value (INR) will be added to the converted values.
Note on K822: gepadmin: 1. If you choose "Full Conversion" then Column BA (AMOUNT) and Column BB (TAXES) BOTH values will be convert based on selected Currency in (Column L). 2. If you choose "Partial Conversion" then Column BA (AMOUNT) only will be converted based on selected currency (Column L) and Column BB (TAXES) value (INR) will be added to the converted values.
Note on K823: gepadmin: 1. If you choose "Full Conversion" then Column BA (AMOUNT) and Column BB (TAXES) BOTH values will be convert based on selected Currency in (Column L). 2. If you choose "Partial Conversion" then Column BA (AMOUNT) only will be converted based on selected currency (Column L) and Column BB (TAXES) value (INR) will be added to the converted values.
Note on K824: gepadmin: 1. If you choose "Full Conversion" then Column BA (AMOUNT) and Column BB (TAXES) BOTH values will be convert based on selected Currency in (Column L). 2. If you choose "Partial Conversion" then Column BA (AMOUNT) only will be converted based on selected currency (Column L) and Column BB (TAXES) value (INR) will be added to the converted values.
Note on K825: gepadmin: 1. If you choose "Full Conversion" then Column BA (AMOUNT) and Column BB (TAXES) BOTH values will be convert based on selected Currency in (Column L). 2. If you choose "Partial Conversion" then Column BA (AMOUNT) only will be converted based on selected currency (Column L) and Column BB (TAXES) value (INR) will be added to the converted values.
Note on K826: gepadmin: 1. If you choose "Full Conversion" then Column BA (AMOUNT) and Column BB (TAXES) BOTH values will be convert based on selected Currency in (Column L). 2. If you choose "Partial Conversion" then Column BA (AMOUNT) only will be converted based on selected currency (Column L) and Column BB (TAXES) value (INR) will be added to the converted values.
Note on K827: gepadmin: 1. If you choose "Full Conversion" then Column BA (AMOUNT) and Column BB (TAXES) BOTH values will be convert based on selected Currency in (Column L). 2. If you choose "Partial Conversion" then Column BA (AMOUNT) only will be converted based on selected currency (Column L) and Column BB (TAXES) value (INR) will be added to the converted values.
Note on K828: gepadmin: 1. If you choose "Full Conversion" then Column BA (AMOUNT) and Column BB (TAXES) BOTH values will be convert based on selected Currency in (Column L). 2. If you choose "Partial Conversion" then Column BA (AMOUNT) only will be converted based on selected currency (Column L) and Column BB (TAXES) value (INR) will be added to the converted values.
Note on K829: gepadmin: 1. If you choose "Full Conversion" then Column BA (AMOUNT) and Column BB (TAXES) BOTH values will be convert based on selected Currency in (Column L). 2. If you choose "Partial Conversion" then Column BA (AMOUNT) only will be converted based on selected currency (Column L) and Column BB (TAXES) value (INR) will be added to the converted values.
Note on K830: gepadmin: 1. If you choose "Full Conversion" then Column BA (AMOUNT) and Column BB (TAXES) BOTH values will be convert based on selected Currency in (Column L). 2. If you choose "Partial Conversion" then Column BA (AMOUNT) only will be converted based on selected currency (Column L) and Column BB (TAXES) value (INR) will be added to the converted values.
Note on K831: gepadmin: 1. If you choose "Full Conversion" then Column BA (AMOUNT) and Column BB (TAXES) BOTH values will be convert based on selected Currency in (Column L). 2. If you choose "Partial Conversion" then Column BA (AMOUNT) only will be converted based on selected currency (Column L) and Column BB (TAXES) value (INR) will be added to the converted values.
Note on K832: gepadmin: 1. If you choose "Full Conversion" then Column BA (AMOUNT) and Column BB (TAXES) BOTH values will be convert based on selected Currency in (Column L). 2. If you choose "Partial Conversion" then Column BA (AMOUNT) only will be converted based on selected currency (Column L) and Column BB (TAXES) value (INR) will be added to the converted values.
Note on K833: gepadmin: 1. If you choose "Full Conversion" then Column BA (AMOUNT) and Column BB (TAXES) BOTH values will be convert based on selected Currency in (Column L). 2. If you choose "Partial Conversion" then Column BA (AMOUNT) only will be converted based on selected currency (Column L) and Column BB (TAXES) value (INR) will be added to the converted values.
Note on K834: gepadmin: 1. If you choose "Full Conversion" then Column BA (AMOUNT) and Column BB (TAXES) BOTH values will be convert based on selected Currency in (Column L). 2. If you choose "Partial Conversion" then Column BA (AMOUNT) only will be converted based on selected currency (Column L) and Column BB (TAXES) value (INR) will be added to the converted values.
Note on K835: gepadmin: 1. If you choose "Full Conversion" then Column BA (AMOUNT) and Column BB (TAXES) BOTH values will be convert based on selected Currency in (Column L). 2. If you choose "Partial Conversion" then Column BA (AMOUNT) only will be converted based on selected currency (Column L) and Column BB (TAXES) value (INR) will be added to the converted values.
Note on K836: gepadmin: 1. If you choose "Full Conversion" then Column BA (AMOUNT) and Column BB (TAXES) BOTH values will be convert based on selected Currency in (Column L). 2. If you choose "Partial Conversion" then Column BA (AMOUNT) only will be converted based on selected currency (Column L) and Column BB (TAXES) value (INR) will be added to the converted values.
Note on K837: gepadmin: 1. If you choose "Full Conversion" then Column BA (AMOUNT) and Column BB (TAXES) BOTH values will be convert based on selected Currency in (Column L). 2. If you choose "Partial Conversion" then Column BA (AMOUNT) only will be converted based on selected currency (Column L) and Column BB (TAXES) value (INR) will be added to the converted values.
Note on K838: gepadmin: 1. If you choose "Full Conversion" then Column BA (AMOUNT) and Column BB (TAXES) BOTH values will be convert based on selected Currency in (Column L). 2. If you choose "Partial Conversion" then Column BA (AMOUNT) only will be converted based on selected currency (Column L) and Column BB (TAXES) value (INR) will be added to the converted values.
Note on K839: gepadmin: 1. If you choose "Full Conversion" then Column BA (AMOUNT) and Column BB (TAXES) BOTH values will be convert based on selected Currency in (Column L). 2. If you choose "Partial Conversion" then Column BA (AMOUNT) only will be converted based on selected currency (Column L) and Column BB (TAXES) value (INR) will be added to the converted values.
Note on K840: gepadmin: 1. If you choose "Full Conversion" then Column BA (AMOUNT) and Column BB (TAXES) BOTH values will be convert based on selected Currency in (Column L). 2. If you choose "Partial Conversion" then Column BA (AMOUNT) only will be converted based on selected currency (Column L) and Column BB (TAXES) value (INR) will be added to the converted values.
Note on K841: gepadmin: 1. If you choose "Full Conversion" then Column BA (AMOUNT) and Column BB (TAXES) BOTH values will be convert based on selected Currency in (Column L). 2. If you choose "Partial Conversion" then Column BA (AMOUNT) only will be converted based on selected currency (Column L) and Column BB (TAXES) value (INR) will be added to the converted values.
Note on K842: gepadmin: 1. If you choose "Full Conversion" then Column BA (AMOUNT) and Column BB (TAXES) BOTH values will be convert based on selected Currency in (Column L). 2. If you choose "Partial Conversion" then Column BA (AMOUNT) only will be converted based on selected currency (Column L) and Column BB (TAXES) value (INR) will be added to the converted values.
Note on K843: gepadmin: 1. If you choose "Full Conversion" then Column BA (AMOUNT) and Column BB (TAXES) BOTH values will be convert based on selected Currency in (Column L). 2. If you choose "Partial Conversion" then Column BA (AMOUNT) only will be converted based on selected currency (Column L) and Column BB (TAXES) value (INR) will be added to the converted values.
Note on K844: gepadmin: 1. If you choose "Full Conversion" then Column BA (AMOUNT) and Column BB (TAXES) BOTH values will be convert based on selected Currency in (Column L). 2. If you choose "Partial Conversion" then Column BA (AMOUNT) only will be converted based on selected currency (Column L) and Column BB (TAXES) value (INR) will be added to the converted values.
Note on K845: gepadmin: 1. If you choose "Full Conversion" then Column BA (AMOUNT) and Column BB (TAXES) BOTH values will be convert based on selected Currency in (Column L). 2. If you choose "Partial Conversion" then Column BA (AMOUNT) only will be converted based on selected currency (Column L) and Column BB (TAXES) value (INR) will be added to the converted values.
Note on K846: gepadmin: 1. If you choose "Full Conversion" then Column BA (AMOUNT) and Column BB (TAXES) BOTH values will be convert based on selected Currency in (Column L). 2. If you choose "Partial Conversion" then Column BA (AMOUNT) only will be converted based on selected currency (Column L) and Column BB (TAXES) value (INR) will be added to the converted values.
Note on K847: gepadmin: 1. If you choose "Full Conversion" then Column BA (AMOUNT) and Column BB (TAXES) BOTH values will be convert based on selected Currency in (Column L). 2. If you choose "Partial Conversion" then Column BA (AMOUNT) only will be converted based on selected currency (Column L) and Column BB (TAXES) value (INR) will be added to the converted values.
Note on K848: gepadmin: 1. If you choose "Full Conversion" then Column BA (AMOUNT) and Column BB (TAXES) BOTH values will be convert based on selected Currency in (Column L). 2. If you choose "Partial Conversion" then Column BA (AMOUNT) only will be converted based on selected currency (Column L) and Column BB (TAXES) value (INR) will be added to the converted values.
Note on K849: gepadmin: 1. If you choose "Full Conversion" then Column BA (AMOUNT) and Column BB (TAXES) BOTH values will be convert based on selected Currency in (Column L). 2. If you choose "Partial Conversion" then Column BA (AMOUNT) only will be converted based on selected currency (Column L) and Column BB (TAXES) value (INR) will be added to the converted values.
Note on K850: gepadmin: 1. If you choose "Full Conversion" then Column BA (AMOUNT) and Column BB (TAXES) BOTH values will be convert based on selected Currency in (Column L). 2. If you choose "Partial Conversion" then Column BA (AMOUNT) only will be converted based on selected currency (Column L) and Column BB (TAXES) value (INR) will be added to the converted values.
Note on K851: gepadmin: 1. If you choose "Full Conversion" then Column BA (AMOUNT) and Column BB (TAXES) BOTH values will be convert based on selected Currency in (Column L). 2. If you choose "Partial Conversion" then Column BA (AMOUNT) only will be converted based on selected currency (Column L) and Column BB (TAXES) value (INR) will be added to the converted values.
Note on K852: gepadmin: 1. If you choose "Full Conversion" then Column BA (AMOUNT) and Column BB (TAXES) BOTH values will be convert based on selected Currency in (Column L). 2. If you choose "Partial Conversion" then Column BA (AMOUNT) only will be converted based on selected currency (Column L) and Column BB (TAXES) value (INR) will be added to the converted values.
Note on K853: gepadmin: 1. If you choose "Full Conversion" then Column BA (AMOUNT) and Column BB (TAXES) BOTH values will be convert based on selected Currency in (Column L). 2. If you choose "Partial Conversion" then Column BA (AMOUNT) only will be converted based on selected currency (Column L) and Column BB (TAXES) value (INR) will be added to the converted values.
Note on K854: gepadmin: 1. If you choose "Full Conversion" then Column BA (AMOUNT) and Column BB (TAXES) BOTH values will be convert based on selected Currency in (Column L). 2. If you choose "Partial Conversion" then Column BA (AMOUNT) only will be converted based on selected currency (Column L) and Column BB (TAXES) value (INR) will be added to the converted values.
Note on K855: gepadmin: 1. If you choose "Full Conversion" then Column BA (AMOUNT) and Column BB (TAXES) BOTH values will be convert based on selected Currency in (Column L). 2. If you choose "Partial Conversion" then Column BA (AMOUNT) only will be converted based on selected currency (Column L) and Column BB (TAXES) value (INR) will be added to the converted values.
Note on K856: gepadmin: 1. If you choose "Full Conversion" then Column BA (AMOUNT) and Column BB (TAXES) BOTH values will be convert based on selected Currency in (Column L). 2. If you choose "Partial Conversion" then Column BA (AMOUNT) only will be converted based on selected currency (Column L) and Column BB (TAXES) value (INR) will be added to the converted values.
Note on K857: gepadmin: 1. If you choose "Full Conversion" then Column BA (AMOUNT) and Column BB (TAXES) BOTH values will be convert based on selected Currency in (Column L). 2. If you choose "Partial Conversion" then Column BA (AMOUNT) only will be converted based on selected currency (Column L) and Column BB (TAXES) value (INR) will be added to the converted values.
Note on K858: gepadmin: 1. If you choose "Full Conversion" then Column BA (AMOUNT) and Column BB (TAXES) BOTH values will be convert based on selected Currency in (Column L). 2. If you choose "Partial Conversion" then Column BA (AMOUNT) only will be converted based on selected currency (Column L) and Column BB (TAXES) value (INR) will be added to the converted values.
Note on K859: gepadmin: 1. If you choose "Full Conversion" then Column BA (AMOUNT) and Column BB (TAXES) BOTH values will be convert based on selected Currency in (Column L). 2. If you choose "Partial Conversion" then Column BA (AMOUNT) only will be converted based on selected currency (Column L) and Column BB (TAXES) value (INR) will be added to the converted values.
Note on K860: gepadmin: 1. If you choose "Full Conversion" then Column BA (AMOUNT) and Column BB (TAXES) BOTH values will be convert based on selected Currency in (Column L). 2. If you choose "Partial Conversion" then Column BA (AMOUNT) only will be converted based on selected currency (Column L) and Column BB (TAXES) value (INR) will be added to the converted values.
Note on K861: gepadmin: 1. If you choose "Full Conversion" then Column BA (AMOUNT) and Column BB (TAXES) BOTH values will be convert based on selected Currency in (Column L). 2. If you choose "Partial Conversion" then Column BA (AMOUNT) only will be converted based on selected currency (Column L) and Column BB (TAXES) value (INR) will be added to the converted values.
Note on K862: gepadmin: 1. If you choose "Full Conversion" then Column BA (AMOUNT) and Column BB (TAXES) BOTH values will be convert based on selected Currency in (Column L). 2. If you choose "Partial Conversion" then Column BA (AMOUNT) only will be converted based on selected currency (Column L) and Column BB (TAXES) value (INR) will be added to the converted values.
Note on K863: gepadmin: 1. If you choose "Full Conversion" then Column BA (AMOUNT) and Column BB (TAXES) BOTH values will be convert based on selected Currency in (Column L). 2. If you choose "Partial Conversion" then Column BA (AMOUNT) only will be converted based on selected currency (Column L) and Column BB (TAXES) value (INR) will be added to the converted values.
Note on K864: gepadmin: 1. If you choose "Full Conversion" then Column BA (AMOUNT) and Column BB (TAXES) BOTH values will be convert based on selected Currency in (Column L). 2. If you choose "Partial Conversion" then Column BA (AMOUNT) only will be converted based on selected currency (Column L) and Column BB (TAXES) value (INR) will be added to the converted values.
Note on K865: gepadmin: 1. If you choose "Full Conversion" then Column BA (AMOUNT) and Column BB (TAXES) BOTH values will be convert based on selected Currency in (Column L). 2. If you choose "Partial Conversion" then Column BA (AMOUNT) only will be converted based on selected currency (Column L) and Column BB (TAXES) value (INR) will be added to the converted values.
Note on K866: gepadmin: 1. If you choose "Full Conversion" then Column BA (AMOUNT) and Column BB (TAXES) BOTH values will be convert based on selected Currency in (Column L). 2. If you choose "Partial Conversion" then Column BA (AMOUNT) only will be converted based on selected currency (Column L) and Column BB (TAXES) value (INR) will be added to the converted values.
Note on K867: gepadmin: 1. If you choose "Full Conversion" then Column BA (AMOUNT) and Column BB (TAXES) BOTH values will be convert based on selected Currency in (Column L). 2. If you choose "Partial Conversion" then Column BA (AMOUNT) only will be converted based on selected currency (Column L) and Column BB (TAXES) value (INR) will be added to the converted values.
Note on K868: gepadmin: 1. If you choose "Full Conversion" then Column BA (AMOUNT) and Column BB (TAXES) BOTH values will be convert based on selected Currency in (Column L). 2. If you choose "Partial Conversion" then Column BA (AMOUNT) only will be converted based on selected currency (Column L) and Column BB (TAXES) value (INR) will be added to the converted values.
Note on K869: gepadmin: 1. If you choose "Full Conversion" then Column BA (AMOUNT) and Column BB (TAXES) BOTH values will be convert based on selected Currency in (Column L). 2. If you choose "Partial Conversion" then Column BA (AMOUNT) only will be converted based on selected currency (Column L) and Column BB (TAXES) value (INR) will be added to the converted values.
Note on K870: gepadmin: 1. If you choose "Full Conversion" then Column BA (AMOUNT) and Column BB (TAXES) BOTH values will be convert based on selected Currency in (Column L). 2. If you choose "Partial Conversion" then Column BA (AMOUNT) only will be converted based on selected currency (Column L) and Column BB (TAXES) value (INR) will be added to the converted values.
Note on K871: gepadmin: 1. If you choose "Full Conversion" then Column BA (AMOUNT) and Column BB (TAXES) BOTH values will be convert based on selected Currency in (Column L). 2. If you choose "Partial Conversion" then Column BA (AMOUNT) only will be converted based on selected currency (Column L) and Column BB (TAXES) value (INR) will be added to the converted values.
Note on K872: gepadmin: 1. If you choose "Full Conversion" then Column BA (AMOUNT) and Column BB (TAXES) BOTH values will be convert based on selected Currency in (Column L). 2. If you choose "Partial Conversion" then Column BA (AMOUNT) only will be converted based on selected currency (Column L) and Column BB (TAXES) value (INR) will be added to the converted values.
Note on K873: gepadmin: 1. If you choose "Full Conversion" then Column BA (AMOUNT) and Column BB (TAXES) BOTH values will be convert based on selected Currency in (Column L). 2. If you choose "Partial Conversion" then Column BA (AMOUNT) only will be converted based on selected currency (Column L) and Column BB (TAXES) value (INR) will be added to the converted values.
Note on K874: gepadmin: 1. If you choose "Full Conversion" then Column BA (AMOUNT) and Column BB (TAXES) BOTH values will be convert based on selected Currency in (Column L). 2. If you choose "Partial Conversion" then Column BA (AMOUNT) only will be converted based on selected currency (Column L) and Column BB (TAXES) value (INR) will be added to the converted values.
Note on K875: gepadmin: 1. If you choose "Full Conversion" then Column BA (AMOUNT) and Column BB (TAXES) BOTH values will be convert based on selected Currency in (Column L). 2. If you choose "Partial Conversion" then Column BA (AMOUNT) only will be converted based on selected currency (Column L) and Column BB (TAXES) value (INR) will be added to the converted values.
Note on K876: gepadmin: 1. If you choose "Full Conversion" then Column BA (AMOUNT) and Column BB (TAXES) BOTH values will be convert based on selected Currency in (Column L). 2. If you choose "Partial Conversion" then Column BA (AMOUNT) only will be converted based on selected currency (Column L) and Column BB (TAXES) value (INR) will be added to the converted values.
Note on K877: gepadmin: 1. If you choose "Full Conversion" then Column BA (AMOUNT) and Column BB (TAXES) BOTH values will be convert based on selected Currency in (Column L). 2. If you choose "Partial Conversion" then Column BA (AMOUNT) only will be converted based on selected currency (Column L) and Column BB (TAXES) value (INR) will be added to the converted values.
Note on K878: gepadmin: 1. If you choose "Full Conversion" then Column BA (AMOUNT) and Column BB (TAXES) BOTH values will be convert based on selected Currency in (Column L). 2. If you choose "Partial Conversion" then Column BA (AMOUNT) only will be converted based on selected currency (Column L) and Column BB (TAXES) value (INR) will be added to the converted values.
Note on K879: gepadmin: 1. If you choose "Full Conversion" then Column BA (AMOUNT) and Column BB (TAXES) BOTH values will be convert based on selected Currency in (Column L). 2. If you choose "Partial Conversion" then Column BA (AMOUNT) only will be converted based on selected currency (Column L) and Column BB (TAXES) value (INR) will be added to the converted values.
Note on K880: gepadmin: 1. If you choose "Full Conversion" then Column BA (AMOUNT) and Column BB (TAXES) BOTH values will be convert based on selected Currency in (Column L). 2. If you choose "Partial Conversion" then Column BA (AMOUNT) only will be converted based on selected currency (Column L) and Column BB (TAXES) value (INR) will be added to the converted values.
Note on K881: gepadmin: 1. If you choose "Full Conversion" then Column BA (AMOUNT) and Column BB (TAXES) BOTH values will be convert based on selected Currency in (Column L). 2. If you choose "Partial Conversion" then Column BA (AMOUNT) only will be converted based on selected currency (Column L) and Column BB (TAXES) value (INR) will be added to the converted values.
Note on K882: gepadmin: 1. If you choose "Full Conversion" then Column BA (AMOUNT) and Column BB (TAXES) BOTH values will be convert based on selected Currency in (Column L). 2. If you choose "Partial Conversion" then Column BA (AMOUNT) only will be converted based on selected currency (Column L) and Column BB (TAXES) value (INR) will be added to the converted values.
Note on K883: gepadmin: 1. If you choose "Full Conversion" then Column BA (AMOUNT) and Column BB (TAXES) BOTH values will be convert based on selected Currency in (Column L). 2. If you choose "Partial Conversion" then Column BA (AMOUNT) only will be converted based on selected currency (Column L) and Column BB (TAXES) value (INR) will be added to the converted values.
Note on K884: gepadmin: 1. If you choose "Full Conversion" then Column BA (AMOUNT) and Column BB (TAXES) BOTH values will be convert based on selected Currency in (Column L). 2. If you choose "Partial Conversion" then Column BA (AMOUNT) only will be converted based on selected currency (Column L) and Column BB (TAXES) value (INR) will be added to the converted values.
Note on K885: gepadmin: 1. If you choose "Full Conversion" then Column BA (AMOUNT) and Column BB (TAXES) BOTH values will be convert based on selected Currency in (Column L). 2. If you choose "Partial Conversion" then Column BA (AMOUNT) only will be converted based on selected currency (Column L) and Column BB (TAXES) value (INR) will be added to the converted values.
Note on K886: gepadmin: 1. If you choose "Full Conversion" then Column BA (AMOUNT) and Column BB (TAXES) BOTH values will be convert based on selected Currency in (Column L). 2. If you choose "Partial Conversion" then Column BA (AMOUNT) only will be converted based on selected currency (Column L) and Column BB (TAXES) value (INR) will be added to the converted values.
Note on K887: gepadmin: 1. If you choose "Full Conversion" then Column BA (AMOUNT) and Column BB (TAXES) BOTH values will be convert based on selected Currency in (Column L). 2. If you choose "Partial Conversion" then Column BA (AMOUNT) only will be converted based on selected currency (Column L) and Column BB (TAXES) value (INR) will be added to the converted values.
Note on K888: gepadmin: 1. If you choose "Full Conversion" then Column BA (AMOUNT) and Column BB (TAXES) BOTH values will be convert based on selected Currency in (Column L). 2. If you choose "Partial Conversion" then Column BA (AMOUNT) only will be converted based on selected currency (Column L) and Column BB (TAXES) value (INR) will be added to the converted values.
Note on K889: gepadmin: 1. If you choose "Full Conversion" then Column BA (AMOUNT) and Column BB (TAXES) BOTH values will be convert based on selected Currency in (Column L). 2. If you choose "Partial Conversion" then Column BA (AMOUNT) only will be converted based on selected currency (Column L) and Column BB (TAXES) value (INR) will be added to the converted values.
Note on K890: gepadmin: 1. If you choose "Full Conversion" then Column BA (AMOUNT) and Column BB (TAXES) BOTH values will be convert based on selected Currency in (Column L). 2. If you choose "Partial Conversion" then Column BA (AMOUNT) only will be converted based on selected currency (Column L) and Column BB (TAXES) value (INR) will be added to the converted values.
Note on K891: gepadmin: 1. If you choose "Full Conversion" then Column BA (AMOUNT) and Column BB (TAXES) BOTH values will be convert based on selected Currency in (Column L). 2. If you choose "Partial Conversion" then Column BA (AMOUNT) only will be converted based on selected currency (Column L) and Column BB (TAXES) value (INR) will be added to the converted values.
Note on K892: gepadmin: 1. If you choose "Full Conversion" then Column BA (AMOUNT) and Column BB (TAXES) BOTH values will be convert based on selected Currency in (Column L). 2. If you choose "Partial Conversion" then Column BA (AMOUNT) only will be converted based on selected currency (Column L) and Column BB (TAXES) value (INR) will be added to the converted values.
Note on K893: gepadmin: 1. If you choose "Full Conversion" then Column BA (AMOUNT) and Column BB (TAXES) BOTH values will be convert based on selected Currency in (Column L). 2. If you choose "Partial Conversion" then Column BA (AMOUNT) only will be converted based on selected currency (Column L) and Column BB (TAXES) value (INR) will be added to the converted values.
Note on K894: gepadmin: 1. If you choose "Full Conversion" then Column BA (AMOUNT) and Column BB (TAXES) BOTH values will be convert based on selected Currency in (Column L). 2. If you choose "Partial Conversion" then Column BA (AMOUNT) only will be converted based on selected currency (Column L) and Column BB (TAXES) value (INR) will be added to the converted values.
Note on K895: gepadmin: 1. If you choose "Full Conversion" then Column BA (AMOUNT) and Column BB (TAXES) BOTH values will be convert based on selected Currency in (Column L). 2. If you choose "Partial Conversion" then Column BA (AMOUNT) only will be converted based on selected currency (Column L) and Column BB (TAXES) value (INR) will be added to the converted values.
Note on K896: gepadmin: 1. If you choose "Full Conversion" then Column BA (AMOUNT) and Column BB (TAXES) BOTH values will be convert based on selected Currency in (Column L). 2. If you choose "Partial Conversion" then Column BA (AMOUNT) only will be converted based on selected currency (Column L) and Column BB (TAXES) value (INR) will be added to the converted values.
Note on K897: gepadmin: 1. If you choose "Full Conversion" then Column BA (AMOUNT) and Column BB (TAXES) BOTH values will be convert based on selected Currency in (Column L). 2. If you choose "Partial Conversion" then Column BA (AMOUNT) only will be converted based on selected currency (Column L) and Column BB (TAXES) value (INR) will be added to the converted values.
Note on K898: gepadmin: 1. If you choose "Full Conversion" then Column BA (AMOUNT) and Column BB (TAXES) BOTH values will be convert based on selected Currency in (Column L). 2. If you choose "Partial Conversion" then Column BA (AMOUNT) only will be converted based on selected currency (Column L) and Column BB (TAXES) value (INR) will be added to the converted values.
Note on K899: gepadmin: 1. If you choose "Full Conversion" then Column BA (AMOUNT) and Column BB (TAXES) BOTH values will be convert based on selected Currency in (Column L). 2. If you choose "Partial Conversion" then Column BA (AMOUNT) only will be converted based on selected currency (Column L) and Column BB (TAXES) value (INR) will be added to the converted values.
Note on K900: gepadmin: 1. If you choose "Full Conversion" then Column BA (AMOUNT) and Column BB (TAXES) BOTH values will be convert based on selected Currency in (Column L). 2. If you choose "Partial Conversion" then Column BA (AMOUNT) only will be converted based on selected currency (Column L) and Column BB (TAXES) value (INR) will be added to the converted values.
Note on K901: gepadmin: 1. If you choose "Full Conversion" then Column BA (AMOUNT) and Column BB (TAXES) BOTH values will be convert based on selected Currency in (Column L). 2. If you choose "Partial Conversion" then Column BA (AMOUNT) only will be converted based on selected currency (Column L) and Column BB (TAXES) value (INR) will be added to the converted values.
Note on K902: gepadmin: 1. If you choose "Full Conversion" then Column BA (AMOUNT) and Column BB (TAXES) BOTH values will be convert based on selected Currency in (Column L). 2. If you choose "Partial Conversion" then Column BA (AMOUNT) only will be converted based on selected currency (Column L) and Column BB (TAXES) value (INR) will be added to the converted values.
Note on K903: gepadmin: 1. If you choose "Full Conversion" then Column BA (AMOUNT) and Column BB (TAXES) BOTH values will be convert based on selected Currency in (Column L). 2. If you choose "Partial Conversion" then Column BA (AMOUNT) only will be converted based on selected currency (Column L) and Column BB (TAXES) value (INR) will be added to the converted values.
Note on K904: gepadmin: 1. If you choose "Full Conversion" then Column BA (AMOUNT) and Column BB (TAXES) BOTH values will be convert based on selected Currency in (Column L). 2. If you choose "Partial Conversion" then Column BA (AMOUNT) only will be converted based on selected currency (Column L) and Column BB (TAXES) value (INR) will be added to the converted values.
Note on K905: gepadmin: 1. If you choose "Full Conversion" then Column BA (AMOUNT) and Column BB (TAXES) BOTH values will be convert based on selected Currency in (Column L). 2. If you choose "Partial Conversion" then Column BA (AMOUNT) only will be converted based on selected currency (Column L) and Column BB (TAXES) value (INR) will be added to the converted values.
Note on K906: gepadmin: 1. If you choose "Full Conversion" then Column BA (AMOUNT) and Column BB (TAXES) BOTH values will be convert based on selected Currency in (Column L). 2. If you choose "Partial Conversion" then Column BA (AMOUNT) only will be converted based on selected currency (Column L) and Column BB (TAXES) value (INR) will be added to the converted values.
Note on K907: gepadmin: 1. If you choose "Full Conversion" then Column BA (AMOUNT) and Column BB (TAXES) BOTH values will be convert based on selected Currency in (Column L). 2. If you choose "Partial Conversion" then Column BA (AMOUNT) only will be converted based on selected currency (Column L) and Column BB (TAXES) value (INR) will be added to the converted values.
Note on K908: gepadmin: 1. If you choose "Full Conversion" then Column BA (AMOUNT) and Column BB (TAXES) BOTH values will be convert based on selected Currency in (Column L). 2. If you choose "Partial Conversion" then Column BA (AMOUNT) only will be converted based on selected currency (Column L) and Column BB (TAXES) value (INR) will be added to the converted values.
Note on K909: gepadmin: 1. If you choose "Full Conversion" then Column BA (AMOUNT) and Column BB (TAXES) BOTH values will be convert based on selected Currency in (Column L). 2. If you choose "Partial Conversion" then Column BA (AMOUNT) only will be converted based on selected currency (Column L) and Column BB (TAXES) value (INR) will be added to the converted values.
Note on K910: gepadmin: 1. If you choose "Full Conversion" then Column BA (AMOUNT) and Column BB (TAXES) BOTH values will be convert based on selected Currency in (Column L). 2. If you choose "Partial Conversion" then Column BA (AMOUNT) only will be converted based on selected currency (Column L) and Column BB (TAXES) value (INR) will be added to the converted values.
Note on K911: gepadmin: 1. If you choose "Full Conversion" then Column BA (AMOUNT) and Column BB (TAXES) BOTH values will be convert based on selected Currency in (Column L). 2. If you choose "Partial Conversion" then Column BA (AMOUNT) only will be converted based on selected currency (Column L) and Column BB (TAXES) value (INR) will be added to the converted values.
Note on K912: gepadmin: 1. If you choose "Full Conversion" then Column BA (AMOUNT) and Column BB (TAXES) BOTH values will be convert based on selected Currency in (Column L). 2. If you choose "Partial Conversion" then Column BA (AMOUNT) only will be converted based on selected currency (Column L) and Column BB (TAXES) value (INR) will be added to the converted values.
Note on K913: gepadmin: 1. If you choose "Full Conversion" then Column BA (AMOUNT) and Column BB (TAXES) BOTH values will be convert based on selected Currency in (Column L). 2. If you choose "Partial Conversion" then Column BA (AMOUNT) only will be converted based on selected currency (Column L) and Column BB (TAXES) value (INR) will be added to the converted values.
Note on K914: gepadmin: 1. If you choose "Full Conversion" then Column BA (AMOUNT) and Column BB (TAXES) BOTH values will be convert based on selected Currency in (Column L). 2. If you choose "Partial Conversion" then Column BA (AMOUNT) only will be converted based on selected currency (Column L) and Column BB (TAXES) value (INR) will be added to the converted values.
Note on K915: gepadmin: 1. If you choose "Full Conversion" then Column BA (AMOUNT) and Column BB (TAXES) BOTH values will be convert based on selected Currency in (Column L). 2. If you choose "Partial Conversion" then Column BA (AMOUNT) only will be converted based on selected currency (Column L) and Column BB (TAXES) value (INR) will be added to the converted values.
Note on K916: gepadmin: 1. If you choose "Full Conversion" then Column BA (AMOUNT) and Column BB (TAXES) BOTH values will be convert based on selected Currency in (Column L). 2. If you choose "Partial Conversion" then Column BA (AMOUNT) only will be converted based on selected currency (Column L) and Column BB (TAXES) value (INR) will be added to the converted values.
Note on K917: gepadmin: 1. If you choose "Full Conversion" then Column BA (AMOUNT) and Column BB (TAXES) BOTH values will be convert based on selected Currency in (Column L). 2. If you choose "Partial Conversion" then Column BA (AMOUNT) only will be converted based on selected currency (Column L) and Column BB (TAXES) value (INR) will be added to the converted values.
Note on K918: gepadmin: 1. If you choose "Full Conversion" then Column BA (AMOUNT) and Column BB (TAXES) BOTH values will be convert based on selected Currency in (Column L). 2. If you choose "Partial Conversion" then Column BA (AMOUNT) only will be converted based on selected currency (Column L) and Column BB (TAXES) value (INR) will be added to the converted values.
Note on K919: gepadmin: 1. If you choose "Full Conversion" then Column BA (AMOUNT) and Column BB (TAXES) BOTH values will be convert based on selected Currency in (Column L). 2. If you choose "Partial Conversion" then Column BA (AMOUNT) only will be converted based on selected currency (Column L) and Column BB (TAXES) value (INR) will be added to the converted values.
Note on K920: gepadmin: 1. If you choose "Full Conversion" then Column BA (AMOUNT) and Column BB (TAXES) BOTH values will be convert based on selected Currency in (Column L). 2. If you choose "Partial Conversion" then Column BA (AMOUNT) only will be converted based on selected currency (Column L) and Column BB (TAXES) value (INR) will be added to the converted values.
Note on K921: gepadmin: 1. If you choose "Full Conversion" then Column BA (AMOUNT) and Column BB (TAXES) BOTH values will be convert based on selected Currency in (Column L). 2. If you choose "Partial Conversion" then Column BA (AMOUNT) only will be converted based on selected currency (Column L) and Column BB (TAXES) value (INR) will be added to the converted values.
Note on K922: gepadmin: 1. If you choose "Full Conversion" then Column BA (AMOUNT) and Column BB (TAXES) BOTH values will be convert based on selected Currency in (Column L). 2. If you choose "Partial Conversion" then Column BA (AMOUNT) only will be converted based on selected currency (Column L) and Column BB (TAXES) value (INR) will be added to the converted values.
Note on K923: gepadmin: 1. If you choose "Full Conversion" then Column BA (AMOUNT) and Column BB (TAXES) BOTH values will be convert based on selected Currency in (Column L). 2. If you choose "Partial Conversion" then Column BA (AMOUNT) only will be converted based on selected currency (Column L) and Column BB (TAXES) value (INR) will be added to the converted values.
Note on K924: gepadmin: 1. If you choose "Full Conversion" then Column BA (AMOUNT) and Column BB (TAXES) BOTH values will be convert based on selected Currency in (Column L). 2. If you choose "Partial Conversion" then Column BA (AMOUNT) only will be converted based on selected currency (Column L) and Column BB (TAXES) value (INR) will be added to the converted values.
Note on K925: gepadmin: 1. If you choose "Full Conversion" then Column BA (AMOUNT) and Column BB (TAXES) BOTH values will be convert based on selected Currency in (Column L). 2. If you choose "Partial Conversion" then Column BA (AMOUNT) only will be converted based on selected currency (Column L) and Column BB (TAXES) value (INR) will be added to the converted values.
Note on K926: gepadmin: 1. If you choose "Full Conversion" then Column BA (AMOUNT) and Column BB (TAXES) BOTH values will be convert based on selected Currency in (Column L). 2. If you choose "Partial Conversion" then Column BA (AMOUNT) only will be converted based on selected currency (Column L) and Column BB (TAXES) value (INR) will be added to the converted values.
Note on K927: gepadmin: 1. If you choose "Full Conversion" then Column BA (AMOUNT) and Column BB (TAXES) BOTH values will be convert based on selected Currency in (Column L). 2. If you choose "Partial Conversion" then Column BA (AMOUNT) only will be converted based on selected currency (Column L) and Column BB (TAXES) value (INR) will be added to the converted values.
Note on K928: gepadmin: 1. If you choose "Full Conversion" then Column BA (AMOUNT) and Column BB (TAXES) BOTH values will be convert based on selected Currency in (Column L). 2. If you choose "Partial Conversion" then Column BA (AMOUNT) only will be converted based on selected currency (Column L) and Column BB (TAXES) value (INR) will be added to the converted values.
Note on K929: gepadmin: 1. If you choose "Full Conversion" then Column BA (AMOUNT) and Column BB (TAXES) BOTH values will be convert based on selected Currency in (Column L). 2. If you choose "Partial Conversion" then Column BA (AMOUNT) only will be converted based on selected currency (Column L) and Column BB (TAXES) value (INR) will be added to the converted values.
Note on K930: gepadmin: 1. If you choose "Full Conversion" then Column BA (AMOUNT) and Column BB (TAXES) BOTH values will be convert based on selected Currency in (Column L). 2. If you choose "Partial Conversion" then Column BA (AMOUNT) only will be converted based on selected currency (Column L) and Column BB (TAXES) value (INR) will be added to the converted values.
Note on K931: gepadmin: 1. If you choose "Full Conversion" then Column BA (AMOUNT) and Column BB (TAXES) BOTH values will be convert based on selected Currency in (Column L). 2. If you choose "Partial Conversion" then Column BA (AMOUNT) only will be converted based on selected currency (Column L) and Column BB (TAXES) value (INR) will be added to the converted values.
Note on K932: gepadmin: 1. If you choose "Full Conversion" then Column BA (AMOUNT) and Column BB (TAXES) BOTH values will be convert based on selected Currency in (Column L). 2. If you choose "Partial Conversion" then Column BA (AMOUNT) only will be converted based on selected currency (Column L) and Column BB (TAXES) value (INR) will be added to the converted values.
Note on K933: gepadmin: 1. If you choose "Full Conversion" then Column BA (AMOUNT) and Column BB (TAXES) BOTH values will be convert based on selected Currency in (Column L). 2. If you choose "Partial Conversion" then Column BA (AMOUNT) only will be converted based on selected currency (Column L) and Column BB (TAXES) value (INR) will be added to the converted values.
Note on K934: gepadmin: 1. If you choose "Full Conversion" then Column BA (AMOUNT) and Column BB (TAXES) BOTH values will be convert based on selected Currency in (Column L). 2. If you choose "Partial Conversion" then Column BA (AMOUNT) only will be converted based on selected currency (Column L) and Column BB (TAXES) value (INR) will be added to the converted values.
Note on K935: gepadmin: 1. If you choose "Full Conversion" then Column BA (AMOUNT) and Column BB (TAXES) BOTH values will be convert based on selected Currency in (Column L). 2. If you choose "Partial Conversion" then Column BA (AMOUNT) only will be converted based on selected currency (Column L) and Column BB (TAXES) value (INR) will be added to the converted values.
Note on K936: gepadmin: 1. If you choose "Full Conversion" then Column BA (AMOUNT) and Column BB (TAXES) BOTH values will be convert based on selected Currency in (Column L). 2. If you choose "Partial Conversion" then Column BA (AMOUNT) only will be converted based on selected currency (Column L) and Column BB (TAXES) value (INR) will be added to the converted values.
Note on K937: gepadmin: 1. If you choose "Full Conversion" then Column BA (AMOUNT) and Column BB (TAXES) BOTH values will be convert based on selected Currency in (Column L). 2. If you choose "Partial Conversion" then Column BA (AMOUNT) only will be converted based on selected currency (Column L) and Column BB (TAXES) value (INR) will be added to the converted values.
Note on K938: gepadmin: 1. If you choose "Full Conversion" then Column BA (AMOUNT) and Column BB (TAXES) BOTH values will be convert based on selected Currency in (Column L). 2. If you choose "Partial Conversion" then Column BA (AMOUNT) only will be converted based on selected currency (Column L) and Column BB (TAXES) value (INR) will be added to the converted values.
Note on K939: gepadmin: 1. If you choose "Full Conversion" then Column BA (AMOUNT) and Column BB (TAXES) BOTH values will be convert based on selected Currency in (Column L). 2. If you choose "Partial Conversion" then Column BA (AMOUNT) only will be converted based on selected currency (Column L) and Column BB (TAXES) value (INR) will be added to the converted values.
Note on K940: gepadmin: 1. If you choose "Full Conversion" then Column BA (AMOUNT) and Column BB (TAXES) BOTH values will be convert based on selected Currency in (Column L). 2. If you choose "Partial Conversion" then Column BA (AMOUNT) only will be converted based on selected currency (Column L) and Column BB (TAXES) value (INR) will be added to the converted values.
Note on K941: gepadmin: 1. If you choose "Full Conversion" then Column BA (AMOUNT) and Column BB (TAXES) BOTH values will be convert based on selected Currency in (Column L). 2. If you choose "Partial Conversion" then Column BA (AMOUNT) only will be converted based on selected currency (Column L) and Column BB (TAXES) value (INR) will be added to the converted values.
Note on K942: gepadmin: 1. If you choose "Full Conversion" then Column BA (AMOUNT) and Column BB (TAXES) BOTH values will be convert based on selected Currency in (Column L). 2. If you choose "Partial Conversion" then Column BA (AMOUNT) only will be converted based on selected currency (Column L) and Column BB (TAXES) value (INR) will be added to the converted values.
Note on K943: gepadmin: 1. If you choose "Full Conversion" then Column BA (AMOUNT) and Column BB (TAXES) BOTH values will be convert based on selected Currency in (Column L). 2. If you choose "Partial Conversion" then Column BA (AMOUNT) only will be converted based on selected currency (Column L) and Column BB (TAXES) value (INR) will be added to the converted values.
Note on K944: gepadmin: 1. If you choose "Full Conversion" then Column BA (AMOUNT) and Column BB (TAXES) BOTH values will be convert based on selected Currency in (Column L). 2. If you choose "Partial Conversion" then Column BA (AMOUNT) only will be converted based on selected currency (Column L) and Column BB (TAXES) value (INR) will be added to the converted values.
Note on K945: gepadmin: 1. If you choose "Full Conversion" then Column BA (AMOUNT) and Column BB (TAXES) BOTH values will be convert based on selected Currency in (Column L). 2. If you choose "Partial Conversion" then Column BA (AMOUNT) only will be converted based on selected currency (Column L) and Column BB (TAXES) value (INR) will be added to the converted values.
Note on K946: gepadmin: 1. If you choose "Full Conversion" then Column BA (AMOUNT) and Column BB (TAXES) BOTH values will be convert based on selected Currency in (Column L). 2. If you choose "Partial Conversion" then Column BA (AMOUNT) only will be converted based on selected currency (Column L) and Column BB (TAXES) value (INR) will be added to the converted values.
Note on K947: gepadmin: 1. If you choose "Full Conversion" then Column BA (AMOUNT) and Column BB (TAXES) BOTH values will be convert based on selected Currency in (Column L). 2. If you choose "Partial Conversion" then Column BA (AMOUNT) only will be converted based on selected currency (Column L) and Column BB (TAXES) value (INR) will be added to the converted values.
Note on K948: gepadmin: 1. If you choose "Full Conversion" then Column BA (AMOUNT) and Column BB (TAXES) BOTH values will be convert based on selected Currency in (Column L). 2. If you choose "Partial Conversion" then Column BA (AMOUNT) only will be converted based on selected currency (Column L) and Column BB (TAXES) value (INR) will be added to the converted values.
Note on K949: gepadmin: 1. If you choose "Full Conversion" then Column BA (AMOUNT) and Column BB (TAXES) BOTH values will be convert based on selected Currency in (Column L). 2. If you choose "Partial Conversion" then Column BA (AMOUNT) only will be converted based on selected currency (Column L) and Column BB (TAXES) value (INR) will be added to the converted values.
Note on K950: gepadmin: 1. If you choose "Full Conversion" then Column BA (AMOUNT) and Column BB (TAXES) BOTH values will be convert based on selected Currency in (Column L). 2. If you choose "Partial Conversion" then Column BA (AMOUNT) only will be converted based on selected currency (Column L) and Column BB (TAXES) value (INR) will be added to the converted values.
Note on K951: gepadmin: 1. If you choose "Full Conversion" then Column BA (AMOUNT) and Column BB (TAXES) BOTH values will be convert based on selected Currency in (Column L). 2. If you choose "Partial Conversion" then Column BA (AMOUNT) only will be converted based on selected currency (Column L) and Column BB (TAXES) value (INR) will be added to the converted values.
Note on K952: gepadmin: 1. If you choose "Full Conversion" then Column BA (AMOUNT) and Column BB (TAXES) BOTH values will be convert based on selected Currency in (Column L). 2. If you choose "Partial Conversion" then Column BA (AMOUNT) only will be converted based on selected currency (Column L) and Column BB (TAXES) value (INR) will be added to the converted values.
Note on K953: gepadmin: 1. If you choose "Full Conversion" then Column BA (AMOUNT) and Column BB (TAXES) BOTH values will be convert based on selected Currency in (Column L). 2. If you choose "Partial Conversion" then Column BA (AMOUNT) only will be converted based on selected currency (Column L) and Column BB (TAXES) value (INR) will be added to the converted values.
Note on K954: gepadmin: 1. If you choose "Full Conversion" then Column BA (AMOUNT) and Column BB (TAXES) BOTH values will be convert based on selected Currency in (Column L). 2. If you choose "Partial Conversion" then Column BA (AMOUNT) only will be converted based on selected currency (Column L) and Column BB (TAXES) value (INR) will be added to the converted values.
Note on K955: gepadmin: 1. If you choose "Full Conversion" then Column BA (AMOUNT) and Column BB (TAXES) BOTH values will be convert based on selected Currency in (Column L). 2. If you choose "Partial Conversion" then Column BA (AMOUNT) only will be converted based on selected currency (Column L) and Column BB (TAXES) value (INR) will be added to the converted values.
Note on K956: gepadmin: 1. If you choose "Full Conversion" then Column BA (AMOUNT) and Column BB (TAXES) BOTH values will be convert based on selected Currency in (Column L). 2. If you choose "Partial Conversion" then Column BA (AMOUNT) only will be converted based on selected currency (Column L) and Column BB (TAXES) value (INR) will be added to the converted values.
Note on K957: gepadmin: 1. If you choose "Full Conversion" then Column BA (AMOUNT) and Column BB (TAXES) BOTH values will be convert based on selected Currency in (Column L). 2. If you choose "Partial Conversion" then Column BA (AMOUNT) only will be converted based on selected currency (Column L) and Column BB (TAXES) value (INR) will be added to the converted values.
Note on K958: gepadmin: 1. If you choose "Full Conversion" then Column BA (AMOUNT) and Column BB (TAXES) BOTH values will be convert based on selected Currency in (Column L). 2. If you choose "Partial Conversion" then Column BA (AMOUNT) only will be converted based on selected currency (Column L) and Column BB (TAXES) value (INR) will be added to the converted values.
Note on K959: gepadmin: 1. If you choose "Full Conversion" then Column BA (AMOUNT) and Column BB (TAXES) BOTH values will be convert based on selected Currency in (Column L). 2. If you choose "Partial Conversion" then Column BA (AMOUNT) only will be converted based on selected currency (Column L) and Column BB (TAXES) value (INR) will be added to the converted values.
Note on K960: gepadmin: 1. If you choose "Full Conversion" then Column BA (AMOUNT) and Column BB (TAXES) BOTH values will be convert based on selected Currency in (Column L). 2. If you choose "Partial Conversion" then Column BA (AMOUNT) only will be converted based on selected currency (Column L) and Column BB (TAXES) value (INR) will be added to the converted values.
Note on K961: gepadmin: 1. If you choose "Full Conversion" then Column BA (AMOUNT) and Column BB (TAXES) BOTH values will be convert based on selected Currency in (Column L). 2. If you choose "Partial Conversion" then Column BA (AMOUNT) only will be converted based on selected currency (Column L) and Column BB (TAXES) value (INR) will be added to the converted values.
Note on K962: gepadmin: 1. If you choose "Full Conversion" then Column BA (AMOUNT) and Column BB (TAXES) BOTH values will be convert based on selected Currency in (Column L). 2. If you choose "Partial Conversion" then Column BA (AMOUNT) only will be converted based on selected currency (Column L) and Column BB (TAXES) value (INR) will be added to the converted values.
Note on K963: gepadmin: 1. If you choose "Full Conversion" then Column BA (AMOUNT) and Column BB (TAXES) BOTH values will be convert based on selected Currency in (Column L). 2. If you choose "Partial Conversion" then Column BA (AMOUNT) only will be converted based on selected currency (Column L) and Column BB (TAXES) value (INR) will be added to the converted values.
Note on K964: gepadmin: 1. If you choose "Full Conversion" then Column BA (AMOUNT) and Column BB (TAXES) BOTH values will be convert based on selected Currency in (Column L). 2. If you choose "Partial Conversion" then Column BA (AMOUNT) only will be converted based on selected currency (Column L) and Column BB (TAXES) value (INR) will be added to the converted values.
Note on K965: gepadmin: 1. If you choose "Full Conversion" then Column BA (AMOUNT) and Column BB (TAXES) BOTH values will be convert based on selected Currency in (Column L). 2. If you choose "Partial Conversion" then Column BA (AMOUNT) only will be converted based on selected currency (Column L) and Column BB (TAXES) value (INR) will be added to the converted values.
Note on K966: gepadmin: 1. If you choose "Full Conversion" then Column BA (AMOUNT) and Column BB (TAXES) BOTH values will be convert based on selected Currency in (Column L). 2. If you choose "Partial Conversion" then Column BA (AMOUNT) only will be converted based on selected currency (Column L) and Column BB (TAXES) value (INR) will be added to the converted values.
Note on K967: gepadmin: 1. If you choose "Full Conversion" then Column BA (AMOUNT) and Column BB (TAXES) BOTH values will be convert based on selected Currency in (Column L). 2. If you choose "Partial Conversion" then Column BA (AMOUNT) only will be converted based on selected currency (Column L) and Column BB (TAXES) value (INR) will be added to the converted values.
Note on K968: gepadmin: 1. If you choose "Full Conversion" then Column BA (AMOUNT) and Column BB (TAXES) BOTH values will be convert based on selected Currency in (Column L). 2. If you choose "Partial Conversion" then Column BA (AMOUNT) only will be converted based on selected currency (Column L) and Column BB (TAXES) value (INR) will be added to the converted values.
Note on K969: gepadmin: 1. If you choose "Full Conversion" then Column BA (AMOUNT) and Column BB (TAXES) BOTH values will be convert based on selected Currency in (Column L). 2. If you choose "Partial Conversion" then Column BA (AMOUNT) only will be converted based on selected currency (Column L) and Column BB (TAXES) value (INR) will be added to the converted values.
Note on K970: gepadmin: 1. If you choose "Full Conversion" then Column BA (AMOUNT) and Column BB (TAXES) BOTH values will be convert based on selected Currency in (Column L). 2. If you choose "Partial Conversion" then Column BA (AMOUNT) only will be converted based on selected currency (Column L) and Column BB (TAXES) value (INR) will be added to the converted values.
Note on K971: gepadmin: 1. If you choose "Full Conversion" then Column BA (AMOUNT) and Column BB (TAXES) BOTH values will be convert based on selected Currency in (Column L). 2. If you choose "Partial Conversion" then Column BA (AMOUNT) only will be converted based on selected currency (Column L) and Column BB (TAXES) value (INR) will be added to the converted values.
Note on K972: gepadmin: 1. If you choose "Full Conversion" then Column BA (AMOUNT) and Column BB (TAXES) BOTH values will be convert based on selected Currency in (Column L). 2. If you choose "Partial Conversion" then Column BA (AMOUNT) only will be converted based on selected currency (Column L) and Column BB (TAXES) value (INR) will be added to the converted values.
Note on K973: gepadmin: 1. If you choose "Full Conversion" then Column BA (AMOUNT) and Column BB (TAXES) BOTH values will be convert based on selected Currency in (Column L). 2. If you choose "Partial Conversion" then Column BA (AMOUNT) only will be converted based on selected currency (Column L) and Column BB (TAXES) value (INR) will be added to the converted values.
Note on K974: gepadmin: 1. If you choose "Full Conversion" then Column BA (AMOUNT) and Column BB (TAXES) BOTH values will be convert based on selected Currency in (Column L). 2. If you choose "Partial Conversion" then Column BA (AMOUNT) only will be converted based on selected currency (Column L) and Column BB (TAXES) value (INR) will be added to the converted values.
Note on K975: gepadmin: 1. If you choose "Full Conversion" then Column BA (AMOUNT) and Column BB (TAXES) BOTH values will be convert based on selected Currency in (Column L). 2. If you choose "Partial Conversion" then Column BA (AMOUNT) only will be converted based on selected currency (Column L) and Column BB (TAXES) value (INR) will be added to the converted values.
Note on K976: gepadmin: 1. If you choose "Full Conversion" then Column BA (AMOUNT) and Column BB (TAXES) BOTH values will be convert based on selected Currency in (Column L). 2. If you choose "Partial Conversion" then Column BA (AMOUNT) only will be converted based on selected currency (Column L) and Column BB (TAXES) value (INR) will be added to the converted values.
Note on K977: gepadmin: 1. If you choose "Full Conversion" then Column BA (AMOUNT) and Column BB (TAXES) BOTH values will be convert based on selected Currency in (Column L). 2. If you choose "Partial Conversion" then Column BA (AMOUNT) only will be converted based on selected currency (Column L) and Column BB (TAXES) value (INR) will be added to the converted values.
Note on K978: gepadmin: 1. If you choose "Full Conversion" then Column BA (AMOUNT) and Column BB (TAXES) BOTH values will be convert based on selected Currency in (Column L). 2. If you choose "Partial Conversion" then Column BA (AMOUNT) only will be converted based on selected currency (Column L) and Column BB (TAXES) value (INR) will be added to the converted values.
Note on K979: gepadmin: 1. If you choose "Full Conversion" then Column BA (AMOUNT) and Column BB (TAXES) BOTH values will be convert based on selected Currency in (Column L). 2. If you choose "Partial Conversion" then Column BA (AMOUNT) only will be converted based on selected currency (Column L) and Column BB (TAXES) value (INR) will be added to the converted values.
Note on K980: gepadmin: 1. If you choose "Full Conversion" then Column BA (AMOUNT) and Column BB (TAXES) BOTH values will be convert based on selected Currency in (Column L). 2. If you choose "Partial Conversion" then Column BA (AMOUNT) only will be converted based on selected currency (Column L) and Column BB (TAXES) value (INR) will be added to the converted values.
Note on K981: gepadmin: 1. If you choose "Full Conversion" then Column BA (AMOUNT) and Column BB (TAXES) BOTH values will be convert based on selected Currency in (Column L). 2. If you choose "Partial Conversion" then Column BA (AMOUNT) only will be converted based on selected currency (Column L) and Column BB (TAXES) value (INR) will be added to the converted values.
Note on K982: gepadmin: 1. If you choose "Full Conversion" then Column BA (AMOUNT) and Column BB (TAXES) BOTH values will be convert based on selected Currency in (Column L). 2. If you choose "Partial Conversion" then Column BA (AMOUNT) only will be converted based on selected currency (Column L) and Column BB (TAXES) value (INR) will be added to the converted values.
Note on K983: gepadmin: 1. If you choose "Full Conversion" then Column BA (AMOUNT) and Column BB (TAXES) BOTH values will be convert based on selected Currency in (Column L). 2. If you choose "Partial Conversion" then Column BA (AMOUNT) only will be converted based on selected currency (Column L) and Column BB (TAXES) value (INR) will be added to the converted values.
Note on K984: gepadmin: 1. If you choose "Full Conversion" then Column BA (AMOUNT) and Column BB (TAXES) BOTH values will be convert based on selected Currency in (Column L). 2. If you choose "Partial Conversion" then Column BA (AMOUNT) only will be converted based on selected currency (Column L) and Column BB (TAXES) value (INR) will be added to the converted values.
Note on K985: gepadmin: 1. If you choose "Full Conversion" then Column BA (AMOUNT) and Column BB (TAXES) BOTH values will be convert based on selected Currency in (Column L). 2. If you choose "Partial Conversion" then Column BA (AMOUNT) only will be converted based on selected currency (Column L) and Column BB (TAXES) value (INR) will be added to the converted values.
Note on K986: gepadmin: 1. If you choose "Full Conversion" then Column BA (AMOUNT) and Column BB (TAXES) BOTH values will be convert based on selected Currency in (Column L). 2. If you choose "Partial Conversion" then Column BA (AMOUNT) only will be converted based on selected currency (Column L) and Column BB (TAXES) value (INR) will be added to the converted values.
Note on K987: gepadmin: 1. If you choose "Full Conversion" then Column BA (AMOUNT) and Column BB (TAXES) BOTH values will be convert based on selected Currency in (Column L). 2. If you choose "Partial Conversion" then Column BA (AMOUNT) only will be converted based on selected currency (Column L) and Column BB (TAXES) value (INR) will be added to the converted values.
Note on K988: gepadmin: 1. If you choose "Full Conversion" then Column BA (AMOUNT) and Column BB (TAXES) BOTH values will be convert based on selected Currency in (Column L). 2. If you choose "Partial Conversion" then Column BA (AMOUNT) only will be converted based on selected currency (Column L) and Column BB (TAXES) value (INR) will be added to the converted values.
Note on K989: gepadmin: 1. If you choose "Full Conversion" then Column BA (AMOUNT) and Column BB (TAXES) BOTH values will be convert based on selected Currency in (Column L). 2. If you choose "Partial Conversion" then Column BA (AMOUNT) only will be converted based on selected currency (Column L) and Column BB (TAXES) value (INR) will be added to the converted values.
Note on K990: gepadmin: 1. If you choose "Full Conversion" then Column BA (AMOUNT) and Column BB (TAXES) BOTH values will be convert based on selected Currency in (Column L). 2. If you choose "Partial Conversion" then Column BA (AMOUNT) only will be converted based on selected currency (Column L) and Column BB (TAXES) value (INR) will be added to the converted values.
Note on K991: gepadmin: 1. If you choose "Full Conversion" then Column BA (AMOUNT) and Column BB (TAXES) BOTH values will be convert based on selected Currency in (Column L). 2. If you choose "Partial Conversion" then Column BA (AMOUNT) only will be converted based on selected currency (Column L) and Column BB (TAXES) value (INR) will be added to the converted values.
Note on K992: gepadmin: 1. If you choose "Full Conversion" then Column BA (AMOUNT) and Column BB (TAXES) BOTH values will be convert based on selected Currency in (Column L). 2. If you choose "Partial Conversion" then Column BA (AMOUNT) only will be converted based on selected currency (Column L) and Column BB (TAXES) value (INR) will be added to the converted values.
Note on K993: gepadmin: 1. If you choose "Full Conversion" then Column BA (AMOUNT) and Column BB (TAXES) BOTH values will be convert based on selected Currency in (Column L). 2. If you choose "Partial Conversion" then Column BA (AMOUNT) only will be converted based on selected currency (Column L) and Column BB (TAXES) value (INR) will be added to the converted values.
Note on K994: gepadmin: 1. If you choose "Full Conversion" then Column BA (AMOUNT) and Column BB (TAXES) BOTH values will be convert based on selected Currency in (Column L). 2. If you choose "Partial Conversion" then Column BA (AMOUNT) only will be converted based on selected currency (Column L) and Column BB (TAXES) value (INR) will be added to the converted values.
Note on K995: gepadmin: 1. If you choose "Full Conversion" then Column BA (AMOUNT) and Column BB (TAXES) BOTH values will be convert based on selected Currency in (Column L). 2. If you choose "Partial Conversion" then Column BA (AMOUNT) only will be converted based on selected currency (Column L) and Column BB (TAXES) value (INR) will be added to the converted values.
Note on K996: gepadmin: 1. If you choose "Full Conversion" then Column BA (AMOUNT) and Column BB (TAXES) BOTH values will be convert based on selected Currency in (Column L). 2. If you choose "Partial Conversion" then Column BA (AMOUNT) only will be converted based on selected currency (Column L) and Column BB (TAXES) value (INR) will be added to the converted values.
Note on K997: gepadmin: 1. If you choose "Full Conversion" then Column BA (AMOUNT) and Column BB (TAXES) BOTH values will be convert based on selected Currency in (Column L). 2. If you choose "Partial Conversion" then Column BA (AMOUNT) only will be converted based on selected currency (Column L) and Column BB (TAXES) value (INR) will be added to the converted values.
Note on K998: gepadmin: 1. If you choose "Full Conversion" then Column BA (AMOUNT) and Column BB (TAXES) BOTH values will be convert based on selected Currency in (Column L). 2. If you choose "Partial Conversion" then Column BA (AMOUNT) only will be converted based on selected currency (Column L) and Column BB (TAXES) value (INR) will be added to the converted values.
Note on K999: gepadmin: 1. If you choose "Full Conversion" then Column BA (AMOUNT) and Column BB (TAXES) BOTH values will be convert based on selected Currency in (Column L). 2. If you choose "Partial Conversion" then Column BA (AMOUNT) only will be converted based on selected currency (Column L) and Column BB (TAXES) value (INR) will be added to the converted values.
Note on K1000: gepadmin: 1. If you choose "Full Conversion" then Column BA (AMOUNT) and Column BB (TAXES) BOTH values will be convert based on selected Currency in (Column L). 2. If you choose "Partial Conversion" then Column BA (AMOUNT) only will be converted based on selected currency (Column L) and Column BB (TAXES) value (INR) will be added to the converted values.
Note on K1001: gepadmin: 1. If you choose "Full Conversion" then Column BA (AMOUNT) and Column BB (TAXES) BOTH values will be convert based on selected Currency in (Column L). 2. If you choose "Partial Conversion" then Column BA (AMOUNT) only will be converted based on selected currency (Column L) and Column BB (TAXES) value (INR) will be added to the converted values.
Note on K1002: gepadmin: 1. If you choose "Full Conversion" then Column BA (AMOUNT) and Column BB (TAXES) BOTH values will be convert based on selected Currency in (Column L). 2. If you choose "Partial Conversion" then Column BA (AMOUNT) only will be converted based on selected currency (Column L) and Column BB (TAXES) value (INR) will be added to the converted values.
Note on K1003: gepadmin: 1. If you choose "Full Conversion" then Column BA (AMOUNT) and Column BB (TAXES) BOTH values will be convert based on selected Currency in (Column L). 2. If you choose "Partial Conversion" then Column BA (AMOUNT) only will be converted based on selected currency (Column L) and Column BB (TAXES) value (INR) will be added to the converted values.
Note on K1004: gepadmin: 1. If you choose "Full Conversion" then Column BA (AMOUNT) and Column BB (TAXES) BOTH values will be convert based on selected Currency in (Column L). 2. If you choose "Partial Conversion" then Column BA (AMOUNT) only will be converted based on selected currency (Column L) and Column BB (TAXES) value (INR) will be added to the converted values.
Note on K1005: gepadmin: 1. If you choose "Full Conversion" then Column BA (AMOUNT) and Column BB (TAXES) BOTH values will be convert based on selected Currency in (Column L). 2. If you choose "Partial Conversion" then Column BA (AMOUNT) only will be converted based on selected currency (Column L) and Column BB (TAXES) value (INR) will be added to the converted values.
Note on K1006: gepadmin: 1. If you choose "Full Conversion" then Column BA (AMOUNT) and Column BB (TAXES) BOTH values will be convert based on selected Currency in (Column L). 2. If you choose "Partial Conversion" then Column BA (AMOUNT) only will be converted based on selected currency (Column L) and Column BB (TAXES) value (INR) will be added to the converted values.
Note on K1007: gepadmin: 1. If you choose "Full Conversion" then Column BA (AMOUNT) and Column BB (TAXES) BOTH values will be convert based on selected Currency in (Column L). 2. If you choose "Partial Conversion" then Column BA (AMOUNT) only will be converted based on selected currency (Column L) and Column BB (TAXES) value (INR) will be added to the converted values.
Note on K1008: gepadmin: 1. If you choose "Full Conversion" then Column BA (AMOUNT) and Column BB (TAXES) BOTH values will be convert based on selected Currency in (Column L). 2. If you choose "Partial Conversion" then Column BA (AMOUNT) only will be converted based on selected currency (Column L) and Column BB (TAXES) value (INR) will be added to the converted values.
Note on K1009: gepadmin: 1. If you choose "Full Conversion" then Column BA (AMOUNT) and Column BB (TAXES) BOTH values will be convert based on selected Currency in (Column L). 2. If you choose "Partial Conversion" then Column BA (AMOUNT) only will be converted based on selected currency (Column L) and Column BB (TAXES) value (INR) will be added to the converted values.
Note on K1010: gepadmin: 1. If you choose "Full Conversion" then Column BA (AMOUNT) and Column BB (TAXES) BOTH values will be convert based on selected Currency in (Column L). 2. If you choose "Partial Conversion" then Column BA (AMOUNT) only will be converted based on selected currency (Column L) and Column BB (TAXES) value (INR) will be added to the converted values.
Note on K1011: gepadmin: 1. If you choose "Full Conversion" then Column BA (AMOUNT) and Column BB (TAXES) BOTH values will be convert based on selected Currency in (Column L). 2. If you choose "Partial Conversion" then Column BA (AMOUNT) only will be converted based on selected currency (Column L) and Column BB (TAXES) value (INR) will be added to the converted values.
Note on K1012: gepadmin: 1. If you choose "Full Conversion" then Column BA (AMOUNT) and Column BB (TAXES) BOTH values will be convert based on selected Currency in (Column L). 2. If you choose "Partial Conversion" then Column BA (AMOUNT) only will be converted based on selected currency (Column L) and Column BB (TAXES) value (INR) will be added to the converted values.
Note on K1013: gepadmin: 1. If you choose "Full Conversion" then Column BA (AMOUNT) and Column BB (TAXES) BOTH values will be convert based on selected Currency in (Column L). 2. If you choose "Partial Conversion" then Column BA (AMOUNT) only will be converted based on selected currency (Column L) and Column BB (TAXES) value (INR) will be added to the converted values.
Note on K1014: gepadmin: 1. If you choose "Full Conversion" then Column BA (AMOUNT) and Column BB (TAXES) BOTH values will be convert based on selected Currency in (Column L). 2. If you choose "Partial Conversion" then Column BA (AMOUNT) only will be converted based on selected currency (Column L) and Column BB (TAXES) value (INR) will be added to the converted values.
Note on K1015: gepadmin: 1. If you choose "Full Conversion" then Column BA (AMOUNT) and Column BB (TAXES) BOTH values will be convert based on selected Currency in (Column L). 2. If you choose "Partial Conversion" then Column BA (AMOUNT) only will be converted based on selected currency (Column L) and Column BB (TAXES) value (INR) will be added to the converted values.
Note on K1016: gepadmin: 1. If you choose "Full Conversion" then Column BA (AMOUNT) and Column BB (TAXES) BOTH values will be convert based on selected Currency in (Column L). 2. If you choose "Partial Conversion" then Column BA (AMOUNT) only will be converted based on selected currency (Column L) and Column BB (TAXES) value (INR) will be added to the converted values.
Note on K1017: gepadmin: 1. If you choose "Full Conversion" then Column BA (AMOUNT) and Column BB (TAXES) BOTH values will be convert based on selected Currency in (Column L). 2. If you choose "Partial Conversion" then Column BA (AMOUNT) only will be converted based on selected currency (Column L) and Column BB (TAXES) value (INR) will be added to the converted values.
Note on K1018: gepadmin: 1. If you choose "Full Conversion" then Column BA (AMOUNT) and Column BB (TAXES) BOTH values will be convert based on selected Currency in (Column L). 2. If you choose "Partial Conversion" then Column BA (AMOUNT) only will be converted based on selected currency (Column L) and Column BB (TAXES) value (INR) will be added to the converted values.
Note on K1019: gepadmin: 1. If you choose "Full Conversion" then Column BA (AMOUNT) and Column BB (TAXES) BOTH values will be convert based on selected Currency in (Column L). 2. If you choose "Partial Conversion" then Column BA (AMOUNT) only will be converted based on selected currency (Column L) and Column BB (TAXES) value (INR) will be added to the converted values.
Note on K1020: gepadmin: 1. If you choose "Full Conversion" then Column BA (AMOUNT) and Column BB (TAXES) BOTH values will be convert based on selected Currency in (Column L). 2. If you choose "Partial Conversion" then Column BA (AMOUNT) only will be converted based on selected currency (Column L) and Column BB (TAXES) value (INR) will be added to the converted values.
Note on K1021: gepadmin: 1. If you choose "Full Conversion" then Column BA (AMOUNT) and Column BB (TAXES) BOTH values will be convert based on selected Currency in (Column L). 2. If you choose "Partial Conversion" then Column BA (AMOUNT) only will be converted based on selected currency (Column L) and Column BB (TAXES) value (INR) will be added to the converted values.
Note on K1022: gepadmin: 1. If you choose "Full Conversion" then Column BA (AMOUNT) and Column BB (TAXES) BOTH values will be convert based on selected Currency in (Column L). 2. If you choose "Partial Conversion" then Column BA (AMOUNT) only will be converted based on selected currency (Column L) and Column BB (TAXES) value (INR) will be added to the converted values.
Note on K1023: gepadmin: 1. If you choose "Full Conversion" then Column BA (AMOUNT) and Column BB (TAXES) BOTH values will be convert based on selected Currency in (Column L). 2. If you choose "Partial Conversion" then Column BA (AMOUNT) only will be converted based on selected currency (Column L) and Column BB (TAXES) value (INR) will be added to the converted values.
Note on K1024: gepadmin: 1. If you choose "Full Conversion" then Column BA (AMOUNT) and Column BB (TAXES) BOTH values will be convert based on selected Currency in (Column L). 2. If you choose "Partial Conversion" then Column BA (AMOUNT) only will be converted based on selected currency (Column L) and Column BB (TAXES) value (INR) will be added to the converted values.
Note on K1025: gepadmin: 1. If you choose "Full Conversion" then Column BA (AMOUNT) and Column BB (TAXES) BOTH values will be convert based on selected Currency in (Column L). 2. If you choose "Partial Conversion" then Column BA (AMOUNT) only will be converted based on selected currency (Column L) and Column BB (TAXES) value (INR) will be added to the converted values.
Note on K1026: gepadmin: 1. If you choose "Full Conversion" then Column BA (AMOUNT) and Column BB (TAXES) BOTH values will be convert based on selected Currency in (Column L). 2. If you choose "Partial Conversion" then Column BA (AMOUNT) only will be converted based on selected currency (Column L) and Column BB (TAXES) value (INR) will be added to the converted values.
Note on K1027: gepadmin: 1. If you choose "Full Conversion" then Column BA (AMOUNT) and Column BB (TAXES) BOTH values will be convert based on selected Currency in (Column L). 2. If you choose "Partial Conversion" then Column BA (AMOUNT) only will be converted based on selected currency (Column L) and Column BB (TAXES) value (INR) will be added to the converted values.
Note on K1028: gepadmin: 1. If you choose "Full Conversion" then Column BA (AMOUNT) and Column BB (TAXES) BOTH values will be convert based on selected Currency in (Column L). 2. If you choose "Partial Conversion" then Column BA (AMOUNT) only will be converted based on selected currency (Column L) and Column BB (TAXES) value (INR) will be added to the converted values.
Note on K1029: gepadmin: 1. If you choose "Full Conversion" then Column BA (AMOUNT) and Column BB (TAXES) BOTH values will be convert based on selected Currency in (Column L). 2. If you choose "Partial Conversion" then Column BA (AMOUNT) only will be converted based on selected currency (Column L) and Column BB (TAXES) value (INR) will be added to the converted values.
Note on K1030: gepadmin: 1. If you choose "Full Conversion" then Column BA (AMOUNT) and Column BB (TAXES) BOTH values will be convert based on selected Currency in (Column L). 2. If you choose "Partial Conversion" then Column BA (AMOUNT) only will be converted based on selected currency (Column L) and Column BB (TAXES) value (INR) will be added to the converted values.
Note on K1031: gepadmin: 1. If you choose "Full Conversion" then Column BA (AMOUNT) and Column BB (TAXES) BOTH values will be convert based on selected Currency in (Column L). 2. If you choose "Partial Conversion" then Column BA (AMOUNT) only will be converted based on selected currency (Column L) and Column BB (TAXES) value (INR) will be added to the converted values.
Note on K1032: gepadmin: 1. If you choose "Full Conversion" then Column BA (AMOUNT) and Column BB (TAXES) BOTH values will be convert based on selected Currency in (Column L). 2. If you choose "Partial Conversion" then Column BA (AMOUNT) only will be converted based on selected currency (Column L) and Column BB (TAXES) value (INR) will be added to the converted values.
Note on K1033: gepadmin: 1. If you choose "Full Conversion" then Column BA (AMOUNT) and Column BB (TAXES) BOTH values will be convert based on selected Currency in (Column L). 2. If you choose "Partial Conversion" then Column BA (AMOUNT) only will be converted based on selected currency (Column L) and Column BB (TAXES) value (INR) will be added to the converted values.
Note on K1034: gepadmin: 1. If you choose "Full Conversion" then Column BA (AMOUNT) and Column BB (TAXES) BOTH values will be convert based on selected Currency in (Column L). 2. If you choose "Partial Conversion" then Column BA (AMOUNT) only will be converted based on selected currency (Column L) and Column BB (TAXES) value (INR) will be added to the converted values.
Note on K1035: gepadmin: 1. If you choose "Full Conversion" then Column BA (AMOUNT) and Column BB (TAXES) BOTH values will be convert based on selected Currency in (Column L). 2. If you choose "Partial Conversion" then Column BA (AMOUNT) only will be converted based on selected currency (Column L) and Column BB (TAXES) value (INR) will be added to the converted values.
Note on K1036: gepadmin: 1. If you choose "Full Conversion" then Column BA (AMOUNT) and Column BB (TAXES) BOTH values will be convert based on selected Currency in (Column L). 2. If you choose "Partial Conversion" then Column BA (AMOUNT) only will be converted based on selected currency (Column L) and Column BB (TAXES) value (INR) will be added to the converted values.
Note on K1037: gepadmin: 1. If you choose "Full Conversion" then Column BA (AMOUNT) and Column BB (TAXES) BOTH values will be convert based on selected Currency in (Column L). 2. If you choose "Partial Conversion" then Column BA (AMOUNT) only will be converted based on selected currency (Column L) and Column BB (TAXES) value (INR) will be added to the converted values.
Note on K1038: gepadmin: 1. If you choose "Full Conversion" then Column BA (AMOUNT) and Column BB (TAXES) BOTH values will be convert based on selected Currency in (Column L). 2. If you choose "Partial Conversion" then Column BA (AMOUNT) only will be converted based on selected currency (Column L) and Column BB (TAXES) value (INR) will be added to the converted values.
Note on K1039: gepadmin: 1. If you choose "Full Conversion" then Column BA (AMOUNT) and Column BB (TAXES) BOTH values will be convert based on selected Currency in (Column L). 2. If you choose "Partial Conversion" then Column BA (AMOUNT) only will be converted based on selected currency (Column L) and Column BB (TAXES) value (INR) will be added to the converted values.
Note on K1040: gepadmin: 1. If you choose "Full Conversion" then Column BA (AMOUNT) and Column BB (TAXES) BOTH values will be convert based on selected Currency in (Column L). 2. If you choose "Partial Conversion" then Column BA (AMOUNT) only will be converted based on selected currency (Column L) and Column BB (TAXES) value (INR) will be added to the converted values.
Note on K1041: gepadmin: 1. If you choose "Full Conversion" then Column BA (AMOUNT) and Column BB (TAXES) BOTH values will be convert based on selected Currency in (Column L). 2. If you choose "Partial Conversion" then Column BA (AMOUNT) only will be converted based on selected currency (Column L) and Column BB (TAXES) value (INR) will be added to the converted values.
Note on K1042: gepadmin: 1. If you choose "Full Conversion" then Column BA (AMOUNT) and Column BB (TAXES) BOTH values will be convert based on selected Currency in (Column L). 2. If you choose "Partial Conversion" then Column BA (AMOUNT) only will be converted based on selected currency (Column L) and Column BB (TAXES) value (INR) will be added to the converted values.
Note on K1043: gepadmin: 1. If you choose "Full Conversion" then Column BA (AMOUNT) and Column BB (TAXES) BOTH values will be convert based on selected Currency in (Column L). 2. If you choose "Partial Conversion" then Column BA (AMOUNT) only will be converted based on selected currency (Column L) and Column BB (TAXES) value (INR) will be added to the converted values.
Note on K1044: gepadmin: 1. If you choose "Full Conversion" then Column BA (AMOUNT) and Column BB (TAXES) BOTH values will be convert based on selected Currency in (Column L). 2. If you choose "Partial Conversion" then Column BA (AMOUNT) only will be converted based on selected currency (Column L) and Column BB (TAXES) value (INR) will be added to the converted values.
Note on K1045: gepadmin: 1. If you choose "Full Conversion" then Column BA (AMOUNT) and Column BB (TAXES) BOTH values will be convert based on selected Currency in (Column L). 2. If you choose "Partial Conversion" then Column BA (AMOUNT) only will be converted based on selected currency (Column L) and Column BB (TAXES) value (INR) will be added to the converted values.
Note on K1046: gepadmin: 1. If you choose "Full Conversion" then Column BA (AMOUNT) and Column BB (TAXES) BOTH values will be convert based on selected Currency in (Column L). 2. If you choose "Partial Conversion" then Column BA (AMOUNT) only will be converted based on selected currency (Column L) and Column BB (TAXES) value (INR) will be added to the converted values.
Note on K1047: gepadmin: 1. If you choose "Full Conversion" then Column BA (AMOUNT) and Column BB (TAXES) BOTH values will be convert based on selected Currency in (Column L). 2. If you choose "Partial Conversion" then Column BA (AMOUNT) only will be converted based on selected currency (Column L) and Column BB (TAXES) value (INR) will be added to the converted values.
Note on K1048: gepadmin: 1. If you choose "Full Conversion" then Column BA (AMOUNT) and Column BB (TAXES) BOTH values will be convert based on selected Currency in (Column L). 2. If you choose "Partial Conversion" then Column BA (AMOUNT) only will be converted based on selected currency (Column L) and Column BB (TAXES) value (INR) will be added to the converted values.
Note on K1049: gepadmin: 1. If you choose "Full Conversion" then Column BA (AMOUNT) and Column BB (TAXES) BOTH values will be convert based on selected Currency in (Column L). 2. If you choose "Partial Conversion" then Column BA (AMOUNT) only will be converted based on selected currency (Column L) and Column BB (TAXES) value (INR) will be added to the converted values.
Note on K1050: gepadmin: 1. If you choose "Full Conversion" then Column BA (AMOUNT) and Column BB (TAXES) BOTH values will be convert based on selected Currency in (Column L). 2. If you choose "Partial Conversion" then Column BA (AMOUNT) only will be converted based on selected currency (Column L) and Column BB (TAXES) value (INR) will be added to the converted values.
Note on K1051: gepadmin: 1. If you choose "Full Conversion" then Column BA (AMOUNT) and Column BB (TAXES) BOTH values will be convert based on selected Currency in (Column L). 2. If you choose "Partial Conversion" then Column BA (AMOUNT) only will be converted based on selected currency (Column L) and Column BB (TAXES) value (INR) will be added to the converted values.
Note on K1052: gepadmin: 1. If you choose "Full Conversion" then Column BA (AMOUNT) and Column BB (TAXES) BOTH values will be convert based on selected Currency in (Column L). 2. If you choose "Partial Conversion" then Column BA (AMOUNT) only will be converted based on selected currency (Column L) and Column BB (TAXES) value (INR) will be added to the converted values.
Note on K1053: gepadmin: 1. If you choose "Full Conversion" then Column BA (AMOUNT) and Column BB (TAXES) BOTH values will be convert based on selected Currency in (Column L). 2. If you choose "Partial Conversion" then Column BA (AMOUNT) only will be converted based on selected currency (Column L) and Column BB (TAXES) value (INR) will be added to the converted values.
Note on K1054: gepadmin: 1. If you choose "Full Conversion" then Column BA (AMOUNT) and Column BB (TAXES) BOTH values will be convert based on selected Currency in (Column L). 2. If you choose "Partial Conversion" then Column BA (AMOUNT) only will be converted based on selected currency (Column L) and Column BB (TAXES) value (INR) will be added to the converted values.
Note on K1055: gepadmin: 1. If you choose "Full Conversion" then Column BA (AMOUNT) and Column BB (TAXES) BOTH values will be convert based on selected Currency in (Column L). 2. If you choose "Partial Conversion" then Column BA (AMOUNT) only will be converted based on selected currency (Column L) and Column BB (TAXES) value (INR) will be added to the converted values.
Note on K1056: gepadmin: 1. If you choose "Full Conversion" then Column BA (AMOUNT) and Column BB (TAXES) BOTH values will be convert based on selected Currency in (Column L). 2. If you choose "Partial Conversion" then Column BA (AMOUNT) only will be converted based on selected currency (Column L) and Column BB (TAXES) value (INR) will be added to the converted values.
Note on K1057: gepadmin: 1. If you choose "Full Conversion" then Column BA (AMOUNT) and Column BB (TAXES) BOTH values will be convert based on selected Currency in (Column L). 2. If you choose "Partial Conversion" then Column BA (AMOUNT) only will be converted based on selected currency (Column L) and Column BB (TAXES) value (INR) will be added to the converted values.
Note on K1058: gepadmin: 1. If you choose "Full Conversion" then Column BA (AMOUNT) and Column BB (TAXES) BOTH values will be convert based on selected Currency in (Column L). 2. If you choose "Partial Conversion" then Column BA (AMOUNT) only will be converted based on selected currency (Column L) and Column BB (TAXES) value (INR) will be added to the converted values.
Note on K1059: gepadmin: 1. If you choose "Full Conversion" then Column BA (AMOUNT) and Column BB (TAXES) BOTH values will be convert based on selected Currency in (Column L). 2. If you choose "Partial Conversion" then Column BA (AMOUNT) only will be converted based on selected currency (Column L) and Column BB (TAXES) value (INR) will be added to the converted values.
Note on K1060: gepadmin: 1. If you choose "Full Conversion" then Column BA (AMOUNT) and Column BB (TAXES) BOTH values will be convert based on selected Currency in (Column L). 2. If you choose "Partial Conversion" then Column BA (AMOUNT) only will be converted based on selected currency (Column L) and Column BB (TAXES) value (INR) will be added to the converted values.
Note on K1061: gepadmin: 1. If you choose "Full Conversion" then Column BA (AMOUNT) and Column BB (TAXES) BOTH values will be convert based on selected Currency in (Column L). 2. If you choose "Partial Conversion" then Column BA (AMOUNT) only will be converted based on selected currency (Column L) and Column BB (TAXES) value (INR) will be added to the converted values.
Note on K1062: gepadmin: 1. If you choose "Full Conversion" then Column BA (AMOUNT) and Column BB (TAXES) BOTH values will be convert based on selected Currency in (Column L). 2. If you choose "Partial Conversion" then Column BA (AMOUNT) only will be converted based on selected currency (Column L) and Column BB (TAXES) value (INR) will be added to the converted values.
Note on K1063: gepadmin: 1. If you choose "Full Conversion" then Column BA (AMOUNT) and Column BB (TAXES) BOTH values will be convert based on selected Currency in (Column L). 2. If you choose "Partial Conversion" then Column BA (AMOUNT) only will be converted based on selected currency (Column L) and Column BB (TAXES) value (INR) will be added to the converted values.
Note on K1064: gepadmin: 1. If you choose "Full Conversion" then Column BA (AMOUNT) and Column BB (TAXES) BOTH values will be convert based on selected Currency in (Column L). 2. If you choose "Partial Conversion" then Column BA (AMOUNT) only will be converted based on selected currency (Column L) and Column BB (TAXES) value (INR) will be added to the converted values.
Note on K1065: gepadmin: 1. If you choose "Full Conversion" then Column BA (AMOUNT) and Column BB (TAXES) BOTH values will be convert based on selected Currency in (Column L). 2. If you choose "Partial Conversion" then Column BA (AMOUNT) only will be converted based on selected currency (Column L) and Column BB (TAXES) value (INR) will be added to the converted values.
Note on K1066: gepadmin: 1. If you choose "Full Conversion" then Column BA (AMOUNT) and Column BB (TAXES) BOTH values will be convert based on selected Currency in (Column L). 2. If you choose "Partial Conversion" then Column BA (AMOUNT) only will be converted based on selected currency (Column L) and Column BB (TAXES) value (INR) will be added to the converted values.
Note on K1067: gepadmin: 1. If you choose "Full Conversion" then Column BA (AMOUNT) and Column BB (TAXES) BOTH values will be convert based on selected Currency in (Column L). 2. If you choose "Partial Conversion" then Column BA (AMOUNT) only will be converted based on selected currency (Column L) and Column BB (TAXES) value (INR) will be added to the converted values.
Note on K1068: gepadmin: 1. If you choose "Full Conversion" then Column BA (AMOUNT) and Column BB (TAXES) BOTH values will be convert based on selected Currency in (Column L). 2. If you choose "Partial Conversion" then Column BA (AMOUNT) only will be converted based on selected currency (Column L) and Column BB (TAXES) value (INR) will be added to the converted values.
Note on K1069: gepadmin: 1. If you choose "Full Conversion" then Column BA (AMOUNT) and Column BB (TAXES) BOTH values will be convert based on selected Currency in (Column L). 2. If you choose "Partial Conversion" then Column BA (AMOUNT) only will be converted based on selected currency (Column L) and Column BB (TAXES) value (INR) will be added to the converted values.
Note on K1070: gepadmin: 1. If you choose "Full Conversion" then Column BA (AMOUNT) and Column BB (TAXES) BOTH values will be convert based on selected Currency in (Column L). 2. If you choose "Partial Conversion" then Column BA (AMOUNT) only will be converted based on selected currency (Column L) and Column BB (TAXES) value (INR) will be added to the converted values.
Note on K1071: gepadmin: 1. If you choose "Full Conversion" then Column BA (AMOUNT) and Column BB (TAXES) BOTH values will be convert based on selected Currency in (Column L). 2. If you choose "Partial Conversion" then Column BA (AMOUNT) only will be converted based on selected currency (Column L) and Column BB (TAXES) value (INR) will be added to the converted values.
Note on K1072: gepadmin: 1. If you choose "Full Conversion" then Column BA (AMOUNT) and Column BB (TAXES) BOTH values will be convert based on selected Currency in (Column L). 2. If you choose "Partial Conversion" then Column BA (AMOUNT) only will be converted based on selected currency (Column L) and Column BB (TAXES) value (INR) will be added to the converted values.
Note on K1073: gepadmin: 1. If you choose "Full Conversion" then Column BA (AMOUNT) and Column BB (TAXES) BOTH values will be convert based on selected Currency in (Column L). 2. If you choose "Partial Conversion" then Column BA (AMOUNT) only will be converted based on selected currency (Column L) and Column BB (TAXES) value (INR) will be added to the converted values.
Note on K1074: gepadmin: 1. If you choose "Full Conversion" then Column BA (AMOUNT) and Column BB (TAXES) BOTH values will be convert based on selected Currency in (Column L). 2. If you choose "Partial Conversion" then Column BA (AMOUNT) only will be converted based on selected currency (Column L) and Column BB (TAXES) value (INR) will be added to the converted values.
Note on K1075: gepadmin: 1. If you choose "Full Conversion" then Column BA (AMOUNT) and Column BB (TAXES) BOTH values will be convert based on selected Currency in (Column L). 2. If you choose "Partial Conversion" then Column BA (AMOUNT) only will be converted based on selected currency (Column L) and Column BB (TAXES) value (INR) will be added to the converted values.
Note on K1076: gepadmin: 1. If you choose "Full Conversion" then Column BA (AMOUNT) and Column BB (TAXES) BOTH values will be convert based on selected Currency in (Column L). 2. If you choose "Partial Conversion" then Column BA (AMOUNT) only will be converted based on selected currency (Column L) and Column BB (TAXES) value (INR) will be added to the converted values.
Note on K1077: gepadmin: 1. If you choose "Full Conversion" then Column BA (AMOUNT) and Column BB (TAXES) BOTH values will be convert based on selected Currency in (Column L). 2. If you choose "Partial Conversion" then Column BA (AMOUNT) only will be converted based on selected currency (Column L) and Column BB (TAXES) value (INR) will be added to the converted values.
Note on K1078: gepadmin: 1. If you choose "Full Conversion" then Column BA (AMOUNT) and Column BB (TAXES) BOTH values will be convert based on selected Currency in (Column L). 2. If you choose "Partial Conversion" then Column BA (AMOUNT) only will be converted based on selected currency (Column L) and Column BB (TAXES) value (INR) will be added to the converted values.
Note on K1079: gepadmin: 1. If you choose "Full Conversion" then Column BA (AMOUNT) and Column BB (TAXES) BOTH values will be convert based on selected Currency in (Column L). 2. If you choose "Partial Conversion" then Column BA (AMOUNT) only will be converted based on selected currency (Column L) and Column BB (TAXES) value (INR) will be added to the converted values.
Note on K1080: gepadmin: 1. If you choose "Full Conversion" then Column BA (AMOUNT) and Column BB (TAXES) BOTH values will be convert based on selected Currency in (Column L). 2. If you choose "Partial Conversion" then Column BA (AMOUNT) only will be converted based on selected currency (Column L) and Column BB (TAXES) value (INR) will be added to the converted values.
Note on K1081: gepadmin: 1. If you choose "Full Conversion" then Column BA (AMOUNT) and Column BB (TAXES) BOTH values will be convert based on selected Currency in (Column L). 2. If you choose "Partial Conversion" then Column BA (AMOUNT) only will be converted based on selected currency (Column L) and Column BB (TAXES) value (INR) will be added to the converted values.
Note on K1082: gepadmin: 1. If you choose "Full Conversion" then Column BA (AMOUNT) and Column BB (TAXES) BOTH values will be convert based on selected Currency in (Column L). 2. If you choose "Partial Conversion" then Column BA (AMOUNT) only will be converted based on selected currency (Column L) and Column BB (TAXES) value (INR) will be added to the converted values.
Note on K1083: gepadmin: 1. If you choose "Full Conversion" then Column BA (AMOUNT) and Column BB (TAXES) BOTH values will be convert based on selected Currency in (Column L). 2. If you choose "Partial Conversion" then Column BA (AMOUNT) only will be converted based on selected currency (Column L) and Column BB (TAXES) value (INR) will be added to the converted values.
Note on K1084: gepadmin: 1. If you choose "Full Conversion" then Column BA (AMOUNT) and Column BB (TAXES) BOTH values will be convert based on selected Currency in (Column L). 2. If you choose "Partial Conversion" then Column BA (AMOUNT) only will be converted based on selected currency (Column L) and Column BB (TAXES) value (INR) will be added to the converted values.
Note on K1085: gepadmin: 1. If you choose "Full Conversion" then Column BA (AMOUNT) and Column BB (TAXES) BOTH values will be convert based on selected Currency in (Column L). 2. If you choose "Partial Conversion" then Column BA (AMOUNT) only will be converted based on selected currency (Column L) and Column BB (TAXES) value (INR) will be added to the converted values.
Note on K1086: gepadmin: 1. If you choose "Full Conversion" then Column BA (AMOUNT) and Column BB (TAXES) BOTH values will be convert based on selected Currency in (Column L). 2. If you choose "Partial Conversion" then Column BA (AMOUNT) only will be converted based on selected currency (Column L) and Column BB (TAXES) value (INR) will be added to the converted values.
Note on K1087: gepadmin: 1. If you choose "Full Conversion" then Column BA (AMOUNT) and Column BB (TAXES) BOTH values will be convert based on selected Currency in (Column L). 2. If you choose "Partial Conversion" then Column BA (AMOUNT) only will be converted based on selected currency (Column L) and Column BB (TAXES) value (INR) will be added to the converted values.
Note on K1088: gepadmin: 1. If you choose "Full Conversion" then Column BA (AMOUNT) and Column BB (TAXES) BOTH values will be convert based on selected Currency in (Column L). 2. If you choose "Partial Conversion" then Column BA (AMOUNT) only will be converted based on selected currency (Column L) and Column BB (TAXES) value (INR) will be added to the converted values.
Note on K1089: gepadmin: 1. If you choose "Full Conversion" then Column BA (AMOUNT) and Column BB (TAXES) BOTH values will be convert based on selected Currency in (Column L). 2. If you choose "Partial Conversion" then Column BA (AMOUNT) only will be converted based on selected currency (Column L) and Column BB (TAXES) value (INR) will be added to the converted values.
Note on K1090: gepadmin: 1. If you choose "Full Conversion" then Column BA (AMOUNT) and Column BB (TAXES) BOTH values will be convert based on selected Currency in (Column L). 2. If you choose "Partial Conversion" then Column BA (AMOUNT) only will be converted based on selected currency (Column L) and Column BB (TAXES) value (INR) will be added to the converted values.
Note on K1091: gepadmin: 1. If you choose "Full Conversion" then Column BA (AMOUNT) and Column BB (TAXES) BOTH values will be convert based on selected Currency in (Column L). 2. If you choose "Partial Conversion" then Column BA (AMOUNT) only will be converted based on selected currency (Column L) and Column BB (TAXES) value (INR) will be added to the converted values.
Note on K1092: gepadmin: 1. If you choose "Full Conversion" then Column BA (AMOUNT) and Column BB (TAXES) BOTH values will be convert based on selected Currency in (Column L). 2. If you choose "Partial Conversion" then Column BA (AMOUNT) only will be converted based on selected currency (Column L) and Column BB (TAXES) value (INR) will be added to the converted values.
Note on K1093: gepadmin: 1. If you choose "Full Conversion" then Column BA (AMOUNT) and Column BB (TAXES) BOTH values will be convert based on selected Currency in (Column L). 2. If you choose "Partial Conversion" then Column BA (AMOUNT) only will be converted based on selected currency (Column L) and Column BB (TAXES) value (INR) will be added to the converted values.
Note on K1094: gepadmin: 1. If you choose "Full Conversion" then Column BA (AMOUNT) and Column BB (TAXES) BOTH values will be convert based on selected Currency in (Column L). 2. If you choose "Partial Conversion" then Column BA (AMOUNT) only will be converted based on selected currency (Column L) and Column BB (TAXES) value (INR) will be added to the converted values.
Note on K1095: gepadmin: 1. If you choose "Full Conversion" then Column BA (AMOUNT) and Column BB (TAXES) BOTH values will be convert based on selected Currency in (Column L). 2. If you choose "Partial Conversion" then Column BA (AMOUNT) only will be converted based on selected currency (Column L) and Column BB (TAXES) value (INR) will be added to the converted values.
Note on K1096: gepadmin: 1. If you choose "Full Conversion" then Column BA (AMOUNT) and Column BB (TAXES) BOTH values will be convert based on selected Currency in (Column L). 2. If you choose "Partial Conversion" then Column BA (AMOUNT) only will be converted based on selected currency (Column L) and Column BB (TAXES) value (INR) will be added to the converted values.
Note on K1097: gepadmin: 1. If you choose "Full Conversion" then Column BA (AMOUNT) and Column BB (TAXES) BOTH values will be convert based on selected Currency in (Column L). 2. If you choose "Partial Conversion" then Column BA (AMOUNT) only will be converted based on selected currency (Column L) and Column BB (TAXES) value (INR) will be added to the converted values.
Note on K1098: gepadmin: 1. If you choose "Full Conversion" then Column BA (AMOUNT) and Column BB (TAXES) BOTH values will be convert based on selected Currency in (Column L). 2. If you choose "Partial Conversion" then Column BA (AMOUNT) only will be converted based on selected currency (Column L) and Column BB (TAXES) value (INR) will be added to the converted values.
Note on K1099: gepadmin: 1. If you choose "Full Conversion" then Column BA (AMOUNT) and Column BB (TAXES) BOTH values will be convert based on selected Currency in (Column L). 2. If you choose "Partial Conversion" then Column BA (AMOUNT) only will be converted based on selected currency (Column L) and Column BB (TAXES) value (INR) will be added to the converted values.
Note on K1100: gepadmin: 1. If you choose "Full Conversion" then Column BA (AMOUNT) and Column BB (TAXES) BOTH values will be convert based on selected Currency in (Column L). 2. If you choose "Partial Conversion" then Column BA (AMOUNT) only will be converted based on selected currency (Column L) and Column BB (TAXES) value (INR) will be added to the converted values.
Note on K1101: gepadmin: 1. If you choose "Full Conversion" then Column BA (AMOUNT) and Column BB (TAXES) BOTH values will be convert based on selected Currency in (Column L). 2. If you choose "Partial Conversion" then Column BA (AMOUNT) only will be converted based on selected currency (Column L) and Column BB (TAXES) value (INR) will be added to the converted values.
Note on K1102: gepadmin: 1. If you choose "Full Conversion" then Column BA (AMOUNT) and Column BB (TAXES) BOTH values will be convert based on selected Currency in (Column L). 2. If you choose "Partial Conversion" then Column BA (AMOUNT) only will be converted based on selected currency (Column L) and Column BB (TAXES) value (INR) will be added to the converted values.
Note on K1103: gepadmin: 1. If you choose "Full Conversion" then Column BA (AMOUNT) and Column BB (TAXES) BOTH values will be convert based on selected Currency in (Column L). 2. If you choose "Partial Conversion" then Column BA (AMOUNT) only will be converted based on selected currency (Column L) and Column BB (TAXES) value (INR) will be added to the converted values.
Note on K1104: gepadmin: 1. If you choose "Full Conversion" then Column BA (AMOUNT) and Column BB (TAXES) BOTH values will be convert based on selected Currency in (Column L). 2. If you choose "Partial Conversion" then Column BA (AMOUNT) only will be converted based on selected currency (Column L) and Column BB (TAXES) value (INR) will be added to the converted values.
Note on K1105: gepadmin: 1. If you choose "Full Conversion" then Column BA (AMOUNT) and Column BB (TAXES) BOTH values will be convert based on selected Currency in (Column L). 2. If you choose "Partial Conversion" then Column BA (AMOUNT) only will be converted based on selected currency (Column L) and Column BB (TAXES) value (INR) will be added to the converted values.
Note on K1106: gepadmin: 1. If you choose "Full Conversion" then Column BA (AMOUNT) and Column BB (TAXES) BOTH values will be convert based on selected Currency in (Column L). 2. If you choose "Partial Conversion" then Column BA (AMOUNT) only will be converted based on selected currency (Column L) and Column BB (TAXES) value (INR) will be added to the converted values.
Note on K1107: gepadmin: 1. If you choose "Full Conversion" then Column BA (AMOUNT) and Column BB (TAXES) BOTH values will be convert based on selected Currency in (Column L). 2. If you choose "Partial Conversion" then Column BA (AMOUNT) only will be converted based on selected currency (Column L) and Column BB (TAXES) value (INR) will be added to the converted values.
Note on K1108: gepadmin: 1. If you choose "Full Conversion" then Column BA (AMOUNT) and Column BB (TAXES) BOTH values will be convert based on selected Currency in (Column L). 2. If you choose "Partial Conversion" then Column BA (AMOUNT) only will be converted based on selected currency (Column L) and Column BB (TAXES) value (INR) will be added to the converted values.
Note on K1109: gepadmin: 1. If you choose "Full Conversion" then Column BA (AMOUNT) and Column BB (TAXES) BOTH values will be convert based on selected Currency in (Column L). 2. If you choose "Partial Conversion" then Column BA (AMOUNT) only will be converted based on selected currency (Column L) and Column BB (TAXES) value (INR) will be added to the converted values.
Note on K1110: gepadmin: 1. If you choose "Full Conversion" then Column BA (AMOUNT) and Column BB (TAXES) BOTH values will be convert based on selected Currency in (Column L). 2. If you choose "Partial Conversion" then Column BA (AMOUNT) only will be converted based on selected currency (Column L) and Column BB (TAXES) value (INR) will be added to the converted values.
Note on K1111: gepadmin: 1. If you choose "Full Conversion" then Column BA (AMOUNT) and Column BB (TAXES) BOTH values will be convert based on selected Currency in (Column L). 2. If you choose "Partial Conversion" then Column BA (AMOUNT) only will be converted based on selected currency (Column L) and Column BB (TAXES) value (INR) will be added to the converted values.
Note on K1112: gepadmin: 1. If you choose "Full Conversion" then Column BA (AMOUNT) and Column BB (TAXES) BOTH values will be convert based on selected Currency in (Column L). 2. If you choose "Partial Conversion" then Column BA (AMOUNT) only will be converted based on selected currency (Column L) and Column BB (TAXES) value (INR) will be added to the converted values.
Note on K1113: gepadmin: 1. If you choose "Full Conversion" then Column BA (AMOUNT) and Column BB (TAXES) BOTH values will be convert based on selected Currency in (Column L). 2. If you choose "Partial Conversion" then Column BA (AMOUNT) only will be converted based on selected currency (Column L) and Column BB (TAXES) value (INR) will be added to the converted values.
Note on K1114: gepadmin: 1. If you choose "Full Conversion" then Column BA (AMOUNT) and Column BB (TAXES) BOTH values will be convert based on selected Currency in (Column L). 2. If you choose "Partial Conversion" then Column BA (AMOUNT) only will be converted based on selected currency (Column L) and Column BB (TAXES) value (INR) will be added to the converted values.
Note on K1115: gepadmin: 1. If you choose "Full Conversion" then Column BA (AMOUNT) and Column BB (TAXES) BOTH values will be convert based on selected Currency in (Column L). 2. If you choose "Partial Conversion" then Column BA (AMOUNT) only will be converted based on selected currency (Column L) and Column BB (TAXES) value (INR) will be added to the converted values.
Note on K1116: gepadmin: 1. If you choose "Full Conversion" then Column BA (AMOUNT) and Column BB (TAXES) BOTH values will be convert based on selected Currency in (Column L). 2. If you choose "Partial Conversion" then Column BA (AMOUNT) only will be converted based on selected currency (Column L) and Column BB (TAXES) value (INR) will be added to the converted values.
Note on K1117: gepadmin: 1. If you choose "Full Conversion" then Column BA (AMOUNT) and Column BB (TAXES) BOTH values will be convert based on selected Currency in (Column L). 2. If you choose "Partial Conversion" then Column BA (AMOUNT) only will be converted based on selected currency (Column L) and Column BB (TAXES) value (INR) will be added to the converted values.
Note on K1118: gepadmin: 1. If you choose "Full Conversion" then Column BA (AMOUNT) and Column BB (TAXES) BOTH values will be convert based on selected Currency in (Column L). 2. If you choose "Partial Conversion" then Column BA (AMOUNT) only will be converted based on selected currency (Column L) and Column BB (TAXES) value (INR) will be added to the converted values.
Note on K1119: gepadmin: 1. If you choose "Full Conversion" then Column BA (AMOUNT) and Column BB (TAXES) BOTH values will be convert based on selected Currency in (Column L). 2. If you choose "Partial Conversion" then Column BA (AMOUNT) only will be converted based on selected currency (Column L) and Column BB (TAXES) value (INR) will be added to the converted values.
Note on K1120: gepadmin: 1. If you choose "Full Conversion" then Column BA (AMOUNT) and Column BB (TAXES) BOTH values will be convert based on selected Currency in (Column L). 2. If you choose "Partial Conversion" then Column BA (AMOUNT) only will be converted based on selected currency (Column L) and Column BB (TAXES) value (INR) will be added to the converted values.
Note on K1121: gepadmin: 1. If you choose "Full Conversion" then Column BA (AMOUNT) and Column BB (TAXES) BOTH values will be convert based on selected Currency in (Column L). 2. If you choose "Partial Conversion" then Column BA (AMOUNT) only will be converted based on selected currency (Column L) and Column BB (TAXES) value (INR) will be added to the converted values.
Note on K1122: gepadmin: 1. If you choose "Full Conversion" then Column BA (AMOUNT) and Column BB (TAXES) BOTH values will be convert based on selected Currency in (Column L). 2. If you choose "Partial Conversion" then Column BA (AMOUNT) only will be converted based on selected currency (Column L) and Column BB (TAXES) value (INR) will be added to the converted values.
Note on K1123: gepadmin: 1. If you choose "Full Conversion" then Column BA (AMOUNT) and Column BB (TAXES) BOTH values will be convert based on selected Currency in (Column L). 2. If you choose "Partial Conversion" then Column BA (AMOUNT) only will be converted based on selected currency (Column L) and Column BB (TAXES) value (INR) will be added to the converted values.
Note on K1124: gepadmin: 1. If you choose "Full Conversion" then Column BA (AMOUNT) and Column BB (TAXES) BOTH values will be convert based on selected Currency in (Column L). 2. If you choose "Partial Conversion" then Column BA (AMOUNT) only will be converted based on selected currency (Column L) and Column BB (TAXES) value (INR) will be added to the converted values.
Note on K1125: gepadmin: 1. If you choose "Full Conversion" then Column BA (AMOUNT) and Column BB (TAXES) BOTH values will be convert based on selected Currency in (Column L). 2. If you choose "Partial Conversion" then Column BA (AMOUNT) only will be converted based on selected currency (Column L) and Column BB (TAXES) value (INR) will be added to the converted values.
Note on K1126: gepadmin: 1. If you choose "Full Conversion" then Column BA (AMOUNT) and Column BB (TAXES) BOTH values will be convert based on selected Currency in (Column L). 2. If you choose "Partial Conversion" then Column BA (AMOUNT) only will be converted based on selected currency (Column L) and Column BB (TAXES) value (INR) will be added to the converted values.
Note on K1127: gepadmin: 1. If you choose "Full Conversion" then Column BA (AMOUNT) and Column BB (TAXES) BOTH values will be convert based on selected Currency in (Column L). 2. If you choose "Partial Conversion" then Column BA (AMOUNT) only will be converted based on selected currency (Column L) and Column BB (TAXES) value (INR) will be added to the converted values.
Note on K1128: gepadmin: 1. If you choose "Full Conversion" then Column BA (AMOUNT) and Column BB (TAXES) BOTH values will be convert based on selected Currency in (Column L). 2. If you choose "Partial Conversion" then Column BA (AMOUNT) only will be converted based on selected currency (Column L) and Column BB (TAXES) value (INR) will be added to the converted values.
Note on K1129: gepadmin: 1. If you choose "Full Conversion" then Column BA (AMOUNT) and Column BB (TAXES) BOTH values will be convert based on selected Currency in (Column L). 2. If you choose "Partial Conversion" then Column BA (AMOUNT) only will be converted based on selected currency (Column L) and Column BB (TAXES) value (INR) will be added to the converted values.
Note on K1130: gepadmin: 1. If you choose "Full Conversion" then Column BA (AMOUNT) and Column BB (TAXES) BOTH values will be convert based on selected Currency in (Column L). 2. If you choose "Partial Conversion" then Column BA (AMOUNT) only will be converted based on selected currency (Column L) and Column BB (TAXES) value (INR) will be added to the converted values.
Note on K1131: gepadmin: 1. If you choose "Full Conversion" then Column BA (AMOUNT) and Column BB (TAXES) BOTH values will be convert based on selected Currency in (Column L). 2. If you choose "Partial Conversion" then Column BA (AMOUNT) only will be converted based on selected currency (Column L) and Column BB (TAXES) value (INR) will be added to the converted values.
Note on K1132: gepadmin: 1. If you choose "Full Conversion" then Column BA (AMOUNT) and Column BB (TAXES) BOTH values will be convert based on selected Currency in (Column L). 2. If you choose "Partial Conversion" then Column BA (AMOUNT) only will be converted based on selected currency (Column L) and Column BB (TAXES) value (INR) will be added to the converted values.
Note on K1133: gepadmin: 1. If you choose "Full Conversion" then Column BA (AMOUNT) and Column BB (TAXES) BOTH values will be convert based on selected Currency in (Column L). 2. If you choose "Partial Conversion" then Column BA (AMOUNT) only will be converted based on selected currency (Column L) and Column BB (TAXES) value (INR) will be added to the converted values.
Note on K1134: gepadmin: 1. If you choose "Full Conversion" then Column BA (AMOUNT) and Column BB (TAXES) BOTH values will be convert based on selected Currency in (Column L). 2. If you choose "Partial Conversion" then Column BA (AMOUNT) only will be converted based on selected currency (Column L) and Column BB (TAXES) value (INR) will be added to the converted values.
Note on K1135: gepadmin: 1. If you choose "Full Conversion" then Column BA (AMOUNT) and Column BB (TAXES) BOTH values will be convert based on selected Currency in (Column L). 2. If you choose "Partial Conversion" then Column BA (AMOUNT) only will be converted based on selected currency (Column L) and Column BB (TAXES) value (INR) will be added to the converted values.
Note on K1136: gepadmin: 1. If you choose "Full Conversion" then Column BA (AMOUNT) and Column BB (TAXES) BOTH values will be convert based on selected Currency in (Column L). 2. If you choose "Partial Conversion" then Column BA (AMOUNT) only will be converted based on selected currency (Column L) and Column BB (TAXES) value (INR) will be added to the converted values.
Note on K1137: gepadmin: 1. If you choose "Full Conversion" then Column BA (AMOUNT) and Column BB (TAXES) BOTH values will be convert based on selected Currency in (Column L). 2. If you choose "Partial Conversion" then Column BA (AMOUNT) only will be converted based on selected currency (Column L) and Column BB (TAXES) value (INR) will be added to the converted values.
Note on K1138: gepadmin: 1. If you choose "Full Conversion" then Column BA (AMOUNT) and Column BB (TAXES) BOTH values will be convert based on selected Currency in (Column L). 2. If you choose "Partial Conversion" then Column BA (AMOUNT) only will be converted based on selected currency (Column L) and Column BB (TAXES) value (INR) will be added to the converted values.
Note on K1139: gepadmin: 1. If you choose "Full Conversion" then Column BA (AMOUNT) and Column BB (TAXES) BOTH values will be convert based on selected Currency in (Column L). 2. If you choose "Partial Conversion" then Column BA (AMOUNT) only will be converted based on selected currency (Column L) and Column BB (TAXES) value (INR) will be added to the converted values.
Note on K1140: gepadmin: 1. If you choose "Full Conversion" then Column BA (AMOUNT) and Column BB (TAXES) BOTH values will be convert based on selected Currency in (Column L). 2. If you choose "Partial Conversion" then Column BA (AMOUNT) only will be converted based on selected currency (Column L) and Column BB (TAXES) value (INR) will be added to the converted values.
Note on K1141: gepadmin: 1. If you choose "Full Conversion" then Column BA (AMOUNT) and Column BB (TAXES) BOTH values will be convert based on selected Currency in (Column L). 2. If you choose "Partial Conversion" then Column BA (AMOUNT) only will be converted based on selected currency (Column L) and Column BB (TAXES) value (INR) will be added to the converted values.
Note on K1142: gepadmin: 1. If you choose "Full Conversion" then Column BA (AMOUNT) and Column BB (TAXES) BOTH values will be convert based on selected Currency in (Column L). 2. If you choose "Partial Conversion" then Column BA (AMOUNT) only will be converted based on selected currency (Column L) and Column BB (TAXES) value (INR) will be added to the converted values.
Note on K1143: gepadmin: 1. If you choose "Full Conversion" then Column BA (AMOUNT) and Column BB (TAXES) BOTH values will be convert based on selected Currency in (Column L). 2. If you choose "Partial Conversion" then Column BA (AMOUNT) only will be converted based on selected currency (Column L) and Column BB (TAXES) value (INR) will be added to the converted values.
Note on K1144: gepadmin: 1. If you choose "Full Conversion" then Column BA (AMOUNT) and Column BB (TAXES) BOTH values will be convert based on selected Currency in (Column L). 2. If you choose "Partial Conversion" then Column BA (AMOUNT) only will be converted based on selected currency (Column L) and Column BB (TAXES) value (INR) will be added to the converted values.
Note on K1145: gepadmin: 1. If you choose "Full Conversion" then Column BA (AMOUNT) and Column BB (TAXES) BOTH values will be convert based on selected Currency in (Column L). 2. If you choose "Partial Conversion" then Column BA (AMOUNT) only will be converted based on selected currency (Column L) and Column BB (TAXES) value (INR) will be added to the converted values.
Note on K1146: gepadmin: 1. If you choose "Full Conversion" then Column BA (AMOUNT) and Column BB (TAXES) BOTH values will be convert based on selected Currency in (Column L). 2. If you choose "Partial Conversion" then Column BA (AMOUNT) only will be converted based on selected currency (Column L) and Column BB (TAXES) value (INR) will be added to the converted values.
Note on K1147: gepadmin: 1. If you choose "Full Conversion" then Column BA (AMOUNT) and Column BB (TAXES) BOTH values will be convert based on selected Currency in (Column L). 2. If you choose "Partial Conversion" then Column BA (AMOUNT) only will be converted based on selected currency (Column L) and Column BB (TAXES) value (INR) will be added to the converted values.
Note on K1148: gepadmin: 1. If you choose "Full Conversion" then Column BA (AMOUNT) and Column BB (TAXES) BOTH values will be convert based on selected Currency in (Column L). 2. If you choose "Partial Conversion" then Column BA (AMOUNT) only will be converted based on selected currency (Column L) and Column BB (TAXES) value (INR) will be added to the converted values.
Note on K1149: gepadmin: 1. If you choose "Full Conversion" then Column BA (AMOUNT) and Column BB (TAXES) BOTH values will be convert based on selected Currency in (Column L). 2. If you choose "Partial Conversion" then Column BA (AMOUNT) only will be converted based on selected currency (Column L) and Column BB (TAXES) value (INR) will be added to the converted values.
Note on K1150: gepadmin: 1. If you choose "Full Conversion" then Column BA (AMOUNT) and Column BB (TAXES) BOTH values will be convert based on selected Currency in (Column L). 2. If you choose "Partial Conversion" then Column BA (AMOUNT) only will be converted based on selected currency (Column L) and Column BB (TAXES) value (INR) will be added to the converted values.
Note on K1151: gepadmin: 1. If you choose "Full Conversion" then Column BA (AMOUNT) and Column BB (TAXES) BOTH values will be convert based on selected Currency in (Column L). 2. If you choose "Partial Conversion" then Column BA (AMOUNT) only will be converted based on selected currency (Column L) and Column BB (TAXES) value (INR) will be added to the converted values.
Note on K1152: gepadmin: 1. If you choose "Full Conversion" then Column BA (AMOUNT) and Column BB (TAXES) BOTH values will be convert based on selected Currency in (Column L). 2. If you choose "Partial Conversion" then Column BA (AMOUNT) only will be converted based on selected currency (Column L) and Column BB (TAXES) value (INR) will be added to the converted values.
Note on K1153: gepadmin: 1. If you choose "Full Conversion" then Column BA (AMOUNT) and Column BB (TAXES) BOTH values will be convert based on selected Currency in (Column L). 2. If you choose "Partial Conversion" then Column BA (AMOUNT) only will be converted based on selected currency (Column L) and Column BB (TAXES) value (INR) will be added to the converted values.
Note on K1154: gepadmin: 1. If you choose "Full Conversion" then Column BA (AMOUNT) and Column BB (TAXES) BOTH values will be convert based on selected Currency in (Column L). 2. If you choose "Partial Conversion" then Column BA (AMOUNT) only will be converted based on selected currency (Column L) and Column BB (TAXES) value (INR) will be added to the converted values.
Note on K1155: gepadmin: 1. If you choose "Full Conversion" then Column BA (AMOUNT) and Column BB (TAXES) BOTH values will be convert based on selected Currency in (Column L). 2. If you choose "Partial Conversion" then Column BA (AMOUNT) only will be converted based on selected currency (Column L) and Column BB (TAXES) value (INR) will be added to the converted values.
Note on K1156: gepadmin: 1. If you choose "Full Conversion" then Column BA (AMOUNT) and Column BB (TAXES) BOTH values will be convert based on selected Currency in (Column L). 2. If you choose "Partial Conversion" then Column BA (AMOUNT) only will be converted based on selected currency (Column L) and Column BB (TAXES) value (INR) will be added to the converted values.
Note on K1157: gepadmin: 1. If you choose "Full Conversion" then Column BA (AMOUNT) and Column BB (TAXES) BOTH values will be convert based on selected Currency in (Column L). 2. If you choose "Partial Conversion" then Column BA (AMOUNT) only will be converted based on selected currency (Column L) and Column BB (TAXES) value (INR) will be added to the converted values.
Note on K1158: gepadmin: 1. If you choose "Full Conversion" then Column BA (AMOUNT) and Column BB (TAXES) BOTH values will be convert based on selected Currency in (Column L). 2. If you choose "Partial Conversion" then Column BA (AMOUNT) only will be converted based on selected currency (Column L) and Column BB (TAXES) value (INR) will be added to the converted values.
Note on K1159: gepadmin: 1. If you choose "Full Conversion" then Column BA (AMOUNT) and Column BB (TAXES) BOTH values will be convert based on selected Currency in (Column L). 2. If you choose "Partial Conversion" then Column BA (AMOUNT) only will be converted based on selected currency (Column L) and Column BB (TAXES) value (INR) will be added to the converted values.
Note on K1160: gepadmin: 1. If you choose "Full Conversion" then Column BA (AMOUNT) and Column BB (TAXES) BOTH values will be convert based on selected Currency in (Column L). 2. If you choose "Partial Conversion" then Column BA (AMOUNT) only will be converted based on selected currency (Column L) and Column BB (TAXES) value (INR) will be added to the converted values.
Note on K1161: gepadmin: 1. If you choose "Full Conversion" then Column BA (AMOUNT) and Column BB (TAXES) BOTH values will be convert based on selected Currency in (Column L). 2. If you choose "Partial Conversion" then Column BA (AMOUNT) only will be converted based on selected currency (Column L) and Column BB (TAXES) value (INR) will be added to the converted values.
Note on K1162: gepadmin: 1. If you choose "Full Conversion" then Column BA (AMOUNT) and Column BB (TAXES) BOTH values will be convert based on selected Currency in (Column L). 2. If you choose "Partial Conversion" then Column BA (AMOUNT) only will be converted based on selected currency (Column L) and Column BB (TAXES) value (INR) will be added to the converted values.
Note on K1163: gepadmin: 1. If you choose "Full Conversion" then Column BA (AMOUNT) and Column BB (TAXES) BOTH values will be convert based on selected Currency in (Column L). 2. If you choose "Partial Conversion" then Column BA (AMOUNT) only will be converted based on selected currency (Column L) and Column BB (TAXES) value (INR) will be added to the converted values.
Note on K1164: gepadmin: 1. If you choose "Full Conversion" then Column BA (AMOUNT) and Column BB (TAXES) BOTH values will be convert based on selected Currency in (Column L). 2. If you choose "Partial Conversion" then Column BA (AMOUNT) only will be converted based on selected currency (Column L) and Column BB (TAXES) value (INR) will be added to the converted values.
Note on K1165: gepadmin: 1. If you choose "Full Conversion" then Column BA (AMOUNT) and Column BB (TAXES) BOTH values will be convert based on selected Currency in (Column L). 2. If you choose "Partial Conversion" then Column BA (AMOUNT) only will be converted based on selected currency (Column L) and Column BB (TAXES) value (INR) will be added to the converted values.
Note on K1166: gepadmin: 1. If you choose "Full Conversion" then Column BA (AMOUNT) and Column BB (TAXES) BOTH values will be convert based on selected Currency in (Column L). 2. If you choose "Partial Conversion" then Column BA (AMOUNT) only will be converted based on selected currency (Column L) and Column BB (TAXES) value (INR) will be added to the converted values.
Note on K1167: gepadmin: 1. If you choose "Full Conversion" then Column BA (AMOUNT) and Column BB (TAXES) BOTH values will be convert based on selected Currency in (Column L). 2. If you choose "Partial Conversion" then Column BA (AMOUNT) only will be converted based on selected currency (Column L) and Column BB (TAXES) value (INR) will be added to the converted values.
Note on K1168: gepadmin: 1. If you choose "Full Conversion" then Column BA (AMOUNT) and Column BB (TAXES) BOTH values will be convert based on selected Currency in (Column L). 2. If you choose "Partial Conversion" then Column BA (AMOUNT) only will be converted based on selected currency (Column L) and Column BB (TAXES) value (INR) will be added to the converted values.
Note on K1169: gepadmin: 1. If you choose "Full Conversion" then Column BA (AMOUNT) and Column BB (TAXES) BOTH values will be convert based on selected Currency in (Column L). 2. If you choose "Partial Conversion" then Column BA (AMOUNT) only will be converted based on selected currency (Column L) and Column BB (TAXES) value (INR) will be added to the converted values.
Note on K1170: gepadmin: 1. If you choose "Full Conversion" then Column BA (AMOUNT) and Column BB (TAXES) BOTH values will be convert based on selected Currency in (Column L). 2. If you choose "Partial Conversion" then Column BA (AMOUNT) only will be converted based on selected currency (Column L) and Column BB (TAXES) value (INR) will be added to the converted values.
Note on K1171: gepadmin: 1. If you choose "Full Conversion" then Column BA (AMOUNT) and Column BB (TAXES) BOTH values will be convert based on selected Currency in (Column L). 2. If you choose "Partial Conversion" then Column BA (AMOUNT) only will be converted based on selected currency (Column L) and Column BB (TAXES) value (INR) will be added to the converted values.
Note on K1172: gepadmin: 1. If you choose "Full Conversion" then Column BA (AMOUNT) and Column BB (TAXES) BOTH values will be convert based on selected Currency in (Column L). 2. If you choose "Partial Conversion" then Column BA (AMOUNT) only will be converted based on selected currency (Column L) and Column BB (TAXES) value (INR) will be added to the converted values.
Note on K1173: gepadmin: 1. If you choose "Full Conversion" then Column BA (AMOUNT) and Column BB (TAXES) BOTH values will be convert based on selected Currency in (Column L). 2. If you choose "Partial Conversion" then Column BA (AMOUNT) only will be converted based on selected currency (Column L) and Column BB (TAXES) value (INR) will be added to the converted values.
Note on K1174: gepadmin: 1. If you choose "Full Conversion" then Column BA (AMOUNT) and Column BB (TAXES) BOTH values will be convert based on selected Currency in (Column L). 2. If you choose "Partial Conversion" then Column BA (AMOUNT) only will be converted based on selected currency (Column L) and Column BB (TAXES) value (INR) will be added to the converted values.
Note on K1175: gepadmin: 1. If you choose "Full Conversion" then Column BA (AMOUNT) and Column BB (TAXES) BOTH values will be convert based on selected Currency in (Column L). 2. If you choose "Partial Conversion" then Column BA (AMOUNT) only will be converted based on selected currency (Column L) and Column BB (TAXES) value (INR) will be added to the converted values.
Note on K1176: gepadmin: 1. If you choose "Full Conversion" then Column BA (AMOUNT) and Column BB (TAXES) BOTH values will be convert based on selected Currency in (Column L). 2. If you choose "Partial Conversion" then Column BA (AMOUNT) only will be converted based on selected currency (Column L) and Column BB (TAXES) value (INR) will be added to the converted values.
Note on K1177: gepadmin: 1. If you choose "Full Conversion" then Column BA (AMOUNT) and Column BB (TAXES) BOTH values will be convert based on selected Currency in (Column L). 2. If you choose "Partial Conversion" then Column BA (AMOUNT) only will be converted based on selected currency (Column L) and Column BB (TAXES) value (INR) will be added to the converted values.
Note on K1178: gepadmin: 1. If you choose "Full Conversion" then Column BA (AMOUNT) and Column BB (TAXES) BOTH values will be convert based on selected Currency in (Column L). 2. If you choose "Partial Conversion" then Column BA (AMOUNT) only will be converted based on selected currency (Column L) and Column BB (TAXES) value (INR) will be added to the converted values.
Note on K1179: gepadmin: 1. If you choose "Full Conversion" then Column BA (AMOUNT) and Column BB (TAXES) BOTH values will be convert based on selected Currency in (Column L). 2. If you choose "Partial Conversion" then Column BA (AMOUNT) only will be converted based on selected currency (Column L) and Column BB (TAXES) value (INR) will be added to the converted values.
Note on K1180: gepadmin: 1. If you choose "Full Conversion" then Column BA (AMOUNT) and Column BB (TAXES) BOTH values will be convert based on selected Currency in (Column L). 2. If you choose "Partial Conversion" then Column BA (AMOUNT) only will be converted based on selected currency (Column L) and Column BB (TAXES) value (INR) will be added to the converted values.
Note on K1181: gepadmin: 1. If you choose "Full Conversion" then Column BA (AMOUNT) and Column BB (TAXES) BOTH values will be convert based on selected Currency in (Column L). 2. If you choose "Partial Conversion" then Column BA (AMOUNT) only will be converted based on selected currency (Column L) and Column BB (TAXES) value (INR) will be added to the converted values.
Note on K1182: gepadmin: 1. If you choose "Full Conversion" then Column BA (AMOUNT) and Column BB (TAXES) BOTH values will be convert based on selected Currency in (Column L). 2. If you choose "Partial Conversion" then Column BA (AMOUNT) only will be converted based on selected currency (Column L) and Column BB (TAXES) value (INR) will be added to the converted values.
Note on K1183: gepadmin: 1. If you choose "Full Conversion" then Column BA (AMOUNT) and Column BB (TAXES) BOTH values will be convert based on selected Currency in (Column L). 2. If you choose "Partial Conversion" then Column BA (AMOUNT) only will be converted based on selected currency (Column L) and Column BB (TAXES) value (INR) will be added to the converted values.
Note on K1184: gepadmin: 1. If you choose "Full Conversion" then Column BA (AMOUNT) and Column BB (TAXES) BOTH values will be convert based on selected Currency in (Column L). 2. If you choose "Partial Conversion" then Column BA (AMOUNT) only will be converted based on selected currency (Column L) and Column BB (TAXES) value (INR) will be added to the converted values.
Note on K1185: gepadmin: 1. If you choose "Full Conversion" then Column BA (AMOUNT) and Column BB (TAXES) BOTH values will be convert based on selected Currency in (Column L). 2. If you choose "Partial Conversion" then Column BA (AMOUNT) only will be converted based on selected currency (Column L) and Column BB (TAXES) value (INR) will be added to the converted values.
Note on K1186: gepadmin: 1. If you choose "Full Conversion" then Column BA (AMOUNT) and Column BB (TAXES) BOTH values will be convert based on selected Currency in (Column L). 2. If you choose "Partial Conversion" then Column BA (AMOUNT) only will be converted based on selected currency (Column L) and Column BB (TAXES) value (INR) will be added to the converted values.
Note on K1187: gepadmin: 1. If you choose "Full Conversion" then Column BA (AMOUNT) and Column BB (TAXES) BOTH values will be convert based on selected Currency in (Column L). 2. If you choose "Partial Conversion" then Column BA (AMOUNT) only will be converted based on selected currency (Column L) and Column BB (TAXES) value (INR) will be added to the converted values.
Note on K1188: gepadmin: 1. If you choose "Full Conversion" then Column BA (AMOUNT) and Column BB (TAXES) BOTH values will be convert based on selected Currency in (Column L). 2. If you choose "Partial Conversion" then Column BA (AMOUNT) only will be converted based on selected currency (Column L) and Column BB (TAXES) value (INR) will be added to the converted values.
Note on K1189: gepadmin: 1. If you choose "Full Conversion" then Column BA (AMOUNT) and Column BB (TAXES) BOTH values will be convert based on selected Currency in (Column L). 2. If you choose "Partial Conversion" then Column BA (AMOUNT) only will be converted based on selected currency (Column L) and Column BB (TAXES) value (INR) will be added to the converted values.
Note on K1190: gepadmin: 1. If you choose "Full Conversion" then Column BA (AMOUNT) and Column BB (TAXES) BOTH values will be convert based on selected Currency in (Column L). 2. If you choose "Partial Conversion" then Column BA (AMOUNT) only will be converted based on selected currency (Column L) and Column BB (TAXES) value (INR) will be added to the converted values.
Note on K1191: gepadmin: 1. If you choose "Full Conversion" then Column BA (AMOUNT) and Column BB (TAXES) BOTH values will be convert based on selected Currency in (Column L). 2. If you choose "Partial Conversion" then Column BA (AMOUNT) only will be converted based on selected currency (Column L) and Column BB (TAXES) value (INR) will be added to the converted values.
Note on K1192: gepadmin: 1. If you choose "Full Conversion" then Column BA (AMOUNT) and Column BB (TAXES) BOTH values will be convert based on selected Currency in (Column L). 2. If you choose "Partial Conversion" then Column BA (AMOUNT) only will be converted based on selected currency (Column L) and Column BB (TAXES) value (INR) will be added to the converted values.
Note on K1193: gepadmin: 1. If you choose "Full Conversion" then Column BA (AMOUNT) and Column BB (TAXES) BOTH values will be convert based on selected Currency in (Column L). 2. If you choose "Partial Conversion" then Column BA (AMOUNT) only will be converted based on selected currency (Column L) and Column BB (TAXES) value (INR) will be added to the converted values.
Note on K1194: gepadmin: 1. If you choose "Full Conversion" then Column BA (AMOUNT) and Column BB (TAXES) BOTH values will be convert based on selected Currency in (Column L). 2. If you choose "Partial Conversion" then Column BA (AMOUNT) only will be converted based on selected currency (Column L) and Column BB (TAXES) value (INR) will be added to the converted values.
Note on K1195: gepadmin: 1. If you choose "Full Conversion" then Column BA (AMOUNT) and Column BB (TAXES) BOTH values will be convert based on selected Currency in (Column L). 2. If you choose "Partial Conversion" then Column BA (AMOUNT) only will be converted based on selected currency (Column L) and Column BB (TAXES) value (INR) will be added to the converted values.
Note on K1196: gepadmin: 1. If you choose "Full Conversion" then Column BA (AMOUNT) and Column BB (TAXES) BOTH values will be convert based on selected Currency in (Column L). 2. If you choose "Partial Conversion" then Column BA (AMOUNT) only will be converted based on selected currency (Column L) and Column BB (TAXES) value (INR) will be added to the converted values.
Note on K1197: gepadmin: 1. If you choose "Full Conversion" then Column BA (AMOUNT) and Column BB (TAXES) BOTH values will be convert based on selected Currency in (Column L). 2. If you choose "Partial Conversion" then Column BA (AMOUNT) only will be converted based on selected currency (Column L) and Column BB (TAXES) value (INR) will be added to the converted values.
Note on K1198: gepadmin: 1. If you choose "Full Conversion" then Column BA (AMOUNT) and Column BB (TAXES) BOTH values will be convert based on selected Currency in (Column L). 2. If you choose "Partial Conversion" then Column BA (AMOUNT) only will be converted based on selected currency (Column L) and Column BB (TAXES) value (INR) will be added to the converted values.
Note on K1199: gepadmin: 1. If you choose "Full Conversion" then Column BA (AMOUNT) and Column BB (TAXES) BOTH values will be convert based on selected Currency in (Column L). 2. If you choose "Partial Conversion" then Column BA (AMOUNT) only will be converted based on selected currency (Column L) and Column BB (TAXES) value (INR) will be added to the converted values.
Note on K1200: gepadmin: 1. If you choose "Full Conversion" then Column BA (AMOUNT) and Column BB (TAXES) BOTH values will be convert based on selected Currency in (Column L). 2. If you choose "Partial Conversion" then Column BA (AMOUNT) only will be converted based on selected currency (Column L) and Column BB (TAXES) value (INR) will be added to the converted values.
Note on K1201: gepadmin: 1. If you choose "Full Conversion" then Column BA (AMOUNT) and Column BB (TAXES) BOTH values will be convert based on selected Currency in (Column L). 2. If you choose "Partial Conversion" then Column BA (AMOUNT) only will be converted based on selected currency (Column L) and Column BB (TAXES) value (INR) will be added to the converted values.
Note on K1202: gepadmin: 1. If you choose "Full Conversion" then Column BA (AMOUNT) and Column BB (TAXES) BOTH values will be convert based on selected Currency in (Column L). 2. If you choose "Partial Conversion" then Column BA (AMOUNT) only will be converted based on selected currency (Column L) and Column BB (TAXES) value (INR) will be added to the converted values.
Note on K1203: gepadmin: 1. If you choose "Full Conversion" then Column BA (AMOUNT) and Column BB (TAXES) BOTH values will be convert based on selected Currency in (Column L). 2. If you choose "Partial Conversion" then Column BA (AMOUNT) only will be converted based on selected currency (Column L) and Column BB (TAXES) value (INR) will be added to the converted values.
Note on K1204: gepadmin: 1. If you choose "Full Conversion" then Column BA (AMOUNT) and Column BB (TAXES) BOTH values will be convert based on selected Currency in (Column L). 2. If you choose "Partial Conversion" then Column BA (AMOUNT) only will be converted based on selected currency (Column L) and Column BB (TAXES) value (INR) will be added to the converted values.
Note on K1205: gepadmin: 1. If you choose "Full Conversion" then Column BA (AMOUNT) and Column BB (TAXES) BOTH values will be convert based on selected Currency in (Column L). 2. If you choose "Partial Conversion" then Column BA (AMOUNT) only will be converted based on selected currency (Column L) and Column BB (TAXES) value (INR) will be added to the converted values.
Note on K1206: gepadmin: 1. If you choose "Full Conversion" then Column BA (AMOUNT) and Column BB (TAXES) BOTH values will be convert based on selected Currency in (Column L). 2. If you choose "Partial Conversion" then Column BA (AMOUNT) only will be converted based on selected currency (Column L) and Column BB (TAXES) value (INR) will be added to the converted values.
Note on K1207: gepadmin: 1. If you choose "Full Conversion" then Column BA (AMOUNT) and Column BB (TAXES) BOTH values will be convert based on selected Currency in (Column L). 2. If you choose "Partial Conversion" then Column BA (AMOUNT) only will be converted based on selected currency (Column L) and Column BB (TAXES) value (INR) will be added to the converted values.
Note on K1208: gepadmin: 1. If you choose "Full Conversion" then Column BA (AMOUNT) and Column BB (TAXES) BOTH values will be convert based on selected Currency in (Column L). 2. If you choose "Partial Conversion" then Column BA (AMOUNT) only will be converted based on selected currency (Column L) and Column BB (TAXES) value (INR) will be added to the converted values.
Note on K1209: gepadmin: 1. If you choose "Full Conversion" then Column BA (AMOUNT) and Column BB (TAXES) BOTH values will be convert based on selected Currency in (Column L). 2. If you choose "Partial Conversion" then Column BA (AMOUNT) only will be converted based on selected currency (Column L) and Column BB (TAXES) value (INR) will be added to the converted values.
Note on K1210: gepadmin: 1. If you choose "Full Conversion" then Column BA (AMOUNT) and Column BB (TAXES) BOTH values will be convert based on selected Currency in (Column L). 2. If you choose "Partial Conversion" then Column BA (AMOUNT) only will be converted based on selected currency (Column L) and Column BB (TAXES) value (INR) will be added to the converted values.
Note on K1211: gepadmin: 1. If you choose "Full Conversion" then Column BA (AMOUNT) and Column BB (TAXES) BOTH values will be convert based on selected Currency in (Column L). 2. If you choose "Partial Conversion" then Column BA (AMOUNT) only will be converted based on selected currency (Column L) and Column BB (TAXES) value (INR) will be added to the converted values.
Note on K1212: gepadmin: 1. If you choose "Full Conversion" then Column BA (AMOUNT) and Column BB (TAXES) BOTH values will be convert based on selected Currency in (Column L). 2. If you choose "Partial Conversion" then Column BA (AMOUNT) only will be converted based on selected currency (Column L) and Column BB (TAXES) value (INR) will be added to the converted values.
Note on K1213: gepadmin: 1. If you choose "Full Conversion" then Column BA (AMOUNT) and Column BB (TAXES) BOTH values will be convert based on selected Currency in (Column L). 2. If you choose "Partial Conversion" then Column BA (AMOUNT) only will be converted based on selected currency (Column L) and Column BB (TAXES) value (INR) will be added to the converted values.
Note on K1214: gepadmin: 1. If you choose "Full Conversion" then Column BA (AMOUNT) and Column BB (TAXES) BOTH values will be convert based on selected Currency in (Column L). 2. If you choose "Partial Conversion" then Column BA (AMOUNT) only will be converted based on selected currency (Column L) and Column BB (TAXES) value (INR) will be added to the converted values.
Note on K1215: gepadmin: 1. If you choose "Full Conversion" then Column BA (AMOUNT) and Column BB (TAXES) BOTH values will be convert based on selected Currency in (Column L). 2. If you choose "Partial Conversion" then Column BA (AMOUNT) only will be converted based on selected currency (Column L) and Column BB (TAXES) value (INR) will be added to the converted values.
Note on K1216: gepadmin: 1. If you choose "Full Conversion" then Column BA (AMOUNT) and Column BB (TAXES) BOTH values will be convert based on selected Currency in (Column L). 2. If you choose "Partial Conversion" then Column BA (AMOUNT) only will be converted based on selected currency (Column L) and Column BB (TAXES) value (INR) will be added to the converted values.
Note on K1217: gepadmin: 1. If you choose "Full Conversion" then Column BA (AMOUNT) and Column BB (TAXES) BOTH values will be convert based on selected Currency in (Column L). 2. If you choose "Partial Conversion" then Column BA (AMOUNT) only will be converted based on selected currency (Column L) and Column BB (TAXES) value (INR) will be added to the converted values.
Note on K1218: gepadmin: 1. If you choose "Full Conversion" then Column BA (AMOUNT) and Column BB (TAXES) BOTH values will be convert based on selected Currency in (Column L). 2. If you choose "Partial Conversion" then Column BA (AMOUNT) only will be converted based on selected currency (Column L) and Column BB (TAXES) value (INR) will be added to the converted values.
Note on K1219: gepadmin: 1. If you choose "Full Conversion" then Column BA (AMOUNT) and Column BB (TAXES) BOTH values will be convert based on selected Currency in (Column L). 2. If you choose "Partial Conversion" then Column BA (AMOUNT) only will be converted based on selected currency (Column L) and Column BB (TAXES) value (INR) will be added to the converted values.
Note on K1220: gepadmin: 1. If you choose "Full Conversion" then Column BA (AMOUNT) and Column BB (TAXES) BOTH values will be convert based on selected Currency in (Column L). 2. If you choose "Partial Conversion" then Column BA (AMOUNT) only will be converted based on selected currency (Column L) and Column BB (TAXES) value (INR) will be added to the converted values.
Note on K1221: gepadmin: 1. If you choose "Full Conversion" then Column BA (AMOUNT) and Column BB (TAXES) BOTH values will be convert based on selected Currency in (Column L). 2. If you choose "Partial Conversion" then Column BA (AMOUNT) only will be converted based on selected currency (Column L) and Column BB (TAXES) value (INR) will be added to the converted values.
Note on K1222: gepadmin: 1. If you choose "Full Conversion" then Column BA (AMOUNT) and Column BB (TAXES) BOTH values will be convert based on selected Currency in (Column L). 2. If you choose "Partial Conversion" then Column BA (AMOUNT) only will be converted based on selected currency (Column L) and Column BB (TAXES) value (INR) will be added to the converted values.
Note on K1223: gepadmin: 1. If you choose "Full Conversion" then Column BA (AMOUNT) and Column BB (TAXES) BOTH values will be convert based on selected Currency in (Column L). 2. If you choose "Partial Conversion" then Column BA (AMOUNT) only will be converted based on selected currency (Column L) and Column BB (TAXES) value (INR) will be added to the converted values.
Note on K1224: gepadmin: 1. If you choose "Full Conversion" then Column BA (AMOUNT) and Column BB (TAXES) BOTH values will be convert based on selected Currency in (Column L). 2. If you choose "Partial Conversion" then Column BA (AMOUNT) only will be converted based on selected currency (Column L) and Column BB (TAXES) value (INR) will be added to the converted values.
Note on K1225: gepadmin: 1. If you choose "Full Conversion" then Column BA (AMOUNT) and Column BB (TAXES) BOTH values will be convert based on selected Currency in (Column L). 2. If you choose "Partial Conversion" then Column BA (AMOUNT) only will be converted based on selected currency (Column L) and Column BB (TAXES) value (INR) will be added to the converted values.
Note on K1226: gepadmin: 1. If you choose "Full Conversion" then Column BA (AMOUNT) and Column BB (TAXES) BOTH values will be convert based on selected Currency in (Column L). 2. If you choose "Partial Conversion" then Column BA (AMOUNT) only will be converted based on selected currency (Column L) and Column BB (TAXES) value (INR) will be added to the converted values.
Note on K1227: gepadmin: 1. If you choose "Full Conversion" then Column BA (AMOUNT) and Column BB (TAXES) BOTH values will be convert based on selected Currency in (Column L). 2. If you choose "Partial Conversion" then Column BA (AMOUNT) only will be converted based on selected currency (Column L) and Column BB (TAXES) value (INR) will be added to the converted values.
Note on K1228: gepadmin: 1. If you choose "Full Conversion" then Column BA (AMOUNT) and Column BB (TAXES) BOTH values will be convert based on selected Currency in (Column L). 2. If you choose "Partial Conversion" then Column BA (AMOUNT) only will be converted based on selected currency (Column L) and Column BB (TAXES) value (INR) will be added to the converted values.
Note on K1229: gepadmin: 1. If you choose "Full Conversion" then Column BA (AMOUNT) and Column BB (TAXES) BOTH values will be convert based on selected Currency in (Column L). 2. If you choose "Partial Conversion" then Column BA (AMOUNT) only will be converted based on selected currency (Column L) and Column BB (TAXES) value (INR) will be added to the converted values.
Note on K1230: gepadmin: 1. If you choose "Full Conversion" then Column BA (AMOUNT) and Column BB (TAXES) BOTH values will be convert based on selected Currency in (Column L). 2. If you choose "Partial Conversion" then Column BA (AMOUNT) only will be converted based on selected currency (Column L) and Column BB (TAXES) value (INR) will be added to the converted values.
Note on K1231: gepadmin: 1. If you choose "Full Conversion" then Column BA (AMOUNT) and Column BB (TAXES) BOTH values will be convert based on selected Currency in (Column L). 2. If you choose "Partial Conversion" then Column BA (AMOUNT) only will be converted based on selected currency (Column L) and Column BB (TAXES) value (INR) will be added to the converted values.
Note on K1232: gepadmin: 1. If you choose "Full Conversion" then Column BA (AMOUNT) and Column BB (TAXES) BOTH values will be convert based on selected Currency in (Column L). 2. If you choose "Partial Conversion" then Column BA (AMOUNT) only will be converted based on selected currency (Column L) and Column BB (TAXES) value (INR) will be added to the converted values.
Note on K1233: gepadmin: 1. If you choose "Full Conversion" then Column BA (AMOUNT) and Column BB (TAXES) BOTH values will be convert based on selected Currency in (Column L). 2. If you choose "Partial Conversion" then Column BA (AMOUNT) only will be converted based on selected currency (Column L) and Column BB (TAXES) value (INR) will be added to the converted values.
Note on K1234: gepadmin: 1. If you choose "Full Conversion" then Column BA (AMOUNT) and Column BB (TAXES) BOTH values will be convert based on selected Currency in (Column L). 2. If you choose "Partial Conversion" then Column BA (AMOUNT) only will be converted based on selected currency (Column L) and Column BB (TAXES) value (INR) will be added to the converted values.
Note on K1235: gepadmin: 1. If you choose "Full Conversion" then Column BA (AMOUNT) and Column BB (TAXES) BOTH values will be convert based on selected Currency in (Column L). 2. If you choose "Partial Conversion" then Column BA (AMOUNT) only will be converted based on selected currency (Column L) and Column BB (TAXES) value (INR) will be added to the converted values.
Note on K1236: gepadmin: 1. If you choose "Full Conversion" then Column BA (AMOUNT) and Column BB (TAXES) BOTH values will be convert based on selected Currency in (Column L). 2. If you choose "Partial Conversion" then Column BA (AMOUNT) only will be converted based on selected currency (Column L) and Column BB (TAXES) value (INR) will be added to the converted values.
Note on K1237: gepadmin: 1. If you choose "Full Conversion" then Column BA (AMOUNT) and Column BB (TAXES) BOTH values will be convert based on selected Currency in (Column L). 2. If you choose "Partial Conversion" then Column BA (AMOUNT) only will be converted based on selected currency (Column L) and Column BB (TAXES) value (INR) will be added to the converted values.
Note on K1238: gepadmin: 1. If you choose "Full Conversion" then Column BA (AMOUNT) and Column BB (TAXES) BOTH values will be convert based on selected Currency in (Column L). 2. If you choose "Partial Conversion" then Column BA (AMOUNT) only will be converted based on selected currency (Column L) and Column BB (TAXES) value (INR) will be added to the converted values.
Note on K1239: gepadmin: 1. If you choose "Full Conversion" then Column BA (AMOUNT) and Column BB (TAXES) BOTH values will be convert based on selected Currency in (Column L). 2. If you choose "Partial Conversion" then Column BA (AMOUNT) only will be converted based on selected currency (Column L) and Column BB (TAXES) value (INR) will be added to the converted values.
Note on K1240: gepadmin: 1. If you choose "Full Conversion" then Column BA (AMOUNT) and Column BB (TAXES) BOTH values will be convert based on selected Currency in (Column L). 2. If you choose "Partial Conversion" then Column BA (AMOUNT) only will be converted based on selected currency (Column L) and Column BB (TAXES) value (INR) will be added to the converted values.
Note on K1241: gepadmin: 1. If you choose "Full Conversion" then Column BA (AMOUNT) and Column BB (TAXES) BOTH values will be convert based on selected Currency in (Column L). 2. If you choose "Partial Conversion" then Column BA (AMOUNT) only will be converted based on selected currency (Column L) and Column BB (TAXES) value (INR) will be added to the converted values.
Note on K1242: gepadmin: 1. If you choose "Full Conversion" then Column BA (AMOUNT) and Column BB (TAXES) BOTH values will be convert based on selected Currency in (Column L). 2. If you choose "Partial Conversion" then Column BA (AMOUNT) only will be converted based on selected currency (Column L) and Column BB (TAXES) value (INR) will be added to the converted values.
Note on K1243: gepadmin: 1. If you choose "Full Conversion" then Column BA (AMOUNT) and Column BB (TAXES) BOTH values will be convert based on selected Currency in (Column L). 2. If you choose "Partial Conversion" then Column BA (AMOUNT) only will be converted based on selected currency (Column L) and Column BB (TAXES) value (INR) will be added to the converted values.
Note on K1244: gepadmin: 1. If you choose "Full Conversion" then Column BA (AMOUNT) and Column BB (TAXES) BOTH values will be convert based on selected Currency in (Column L). 2. If you choose "Partial Conversion" then Column BA (AMOUNT) only will be converted based on selected currency (Column L) and Column BB (TAXES) value (INR) will be added to the converted values.
Note on K1245: gepadmin: 1. If you choose "Full Conversion" then Column BA (AMOUNT) and Column BB (TAXES) BOTH values will be convert based on selected Currency in (Column L). 2. If you choose "Partial Conversion" then Column BA (AMOUNT) only will be converted based on selected currency (Column L) and Column BB (TAXES) value (INR) will be added to the converted values.
Note on K1246: gepadmin: 1. If you choose "Full Conversion" then Column BA (AMOUNT) and Column BB (TAXES) BOTH values will be convert based on selected Currency in (Column L). 2. If you choose "Partial Conversion" then Column BA (AMOUNT) only will be converted based on selected currency (Column L) and Column BB (TAXES) value (INR) will be added to the converted values.
Note on K1247: gepadmin: 1. If you choose "Full Conversion" then Column BA (AMOUNT) and Column BB (TAXES) BOTH values will be convert based on selected Currency in (Column L). 2. If you choose "Partial Conversion" then Column BA (AMOUNT) only will be converted based on selected currency (Column L) and Column BB (TAXES) value (INR) will be added to the converted values.
Note on K1248: gepadmin: 1. If you choose "Full Conversion" then Column BA (AMOUNT) and Column BB (TAXES) BOTH values will be convert based on selected Currency in (Column L). 2. If you choose "Partial Conversion" then Column BA (AMOUNT) only will be converted based on selected currency (Column L) and Column BB (TAXES) value (INR) will be added to the converted values.
Note on K1249: gepadmin: 1. If you choose "Full Conversion" then Column BA (AMOUNT) and Column BB (TAXES) BOTH values will be convert based on selected Currency in (Column L). 2. If you choose "Partial Conversion" then Column BA (AMOUNT) only will be converted based on selected currency (Column L) and Column BB (TAXES) value (INR) will be added to the converted values.
Note on K1250: gepadmin: 1. If you choose "Full Conversion" then Column BA (AMOUNT) and Column BB (TAXES) BOTH values will be convert based on selected Currency in (Column L). 2. If you choose "Partial Conversion" then Column BA (AMOUNT) only will be converted based on selected currency (Column L) and Column BB (TAXES) value (INR) will be added to the converted values.
Note on K1251: gepadmin: 1. If you choose "Full Conversion" then Column BA (AMOUNT) and Column BB (TAXES) BOTH values will be convert based on selected Currency in (Column L). 2. If you choose "Partial Conversion" then Column BA (AMOUNT) only will be converted based on selected currency (Column L) and Column BB (TAXES) value (INR) will be added to the converted values.
Note on K1252: gepadmin: 1. If you choose "Full Conversion" then Column BA (AMOUNT) and Column BB (TAXES) BOTH values will be convert based on selected Currency in (Column L). 2. If you choose "Partial Conversion" then Column BA (AMOUNT) only will be converted based on selected currency (Column L) and Column BB (TAXES) value (INR) will be added to the converted values.
Note on K1253: gepadmin: 1. If you choose "Full Conversion" then Column BA (AMOUNT) and Column BB (TAXES) BOTH values will be convert based on selected Currency in (Column L). 2. If you choose "Partial Conversion" then Column BA (AMOUNT) only will be converted based on selected currency (Column L) and Column BB (TAXES) value (INR) will be added to the converted values.
Note on K1254: gepadmin: 1. If you choose "Full Conversion" then Column BA (AMOUNT) and Column BB (TAXES) BOTH values will be convert based on selected Currency in (Column L). 2. If you choose "Partial Conversion" then Column BA (AMOUNT) only will be converted based on selected currency (Column L) and Column BB (TAXES) value (INR) will be added to the converted values.
Note on K1255: gepadmin: 1. If you choose "Full Conversion" then Column BA (AMOUNT) and Column BB (TAXES) BOTH values will be convert based on selected Currency in (Column L). 2. If you choose "Partial Conversion" then Column BA (AMOUNT) only will be converted based on selected currency (Column L) and Column BB (TAXES) value (INR) will be added to the converted values.
Note on K1256: gepadmin: 1. If you choose "Full Conversion" then Column BA (AMOUNT) and Column BB (TAXES) BOTH values will be convert based on selected Currency in (Column L). 2. If you choose "Partial Conversion" then Column BA (AMOUNT) only will be converted based on selected currency (Column L) and Column BB (TAXES) value (INR) will be added to the converted values.
Note on K1257: gepadmin: 1. If you choose "Full Conversion" then Column BA (AMOUNT) and Column BB (TAXES) BOTH values will be convert based on selected Currency in (Column L). 2. If you choose "Partial Conversion" then Column BA (AMOUNT) only will be converted based on selected currency (Column L) and Column BB (TAXES) value (INR) will be added to the converted values.
Note on K1258: gepadmin: 1. If you choose "Full Conversion" then Column BA (AMOUNT) and Column BB (TAXES) BOTH values will be convert based on selected Currency in (Column L). 2. If you choose "Partial Conversion" then Column BA (AMOUNT) only will be converted based on selected currency (Column L) and Column BB (TAXES) value (INR) will be added to the converted values.
Validate
Print
Help

## Macros
Please Enable Macros to View BoQ information