## BoQ1 (hidden)
Item Wise BoQ
BoQ_Ver3.0 | Item Wise | Normal | INR Only | INR
Select, Excess (+), Less (-)
Tender Inviting Authority: Superintending Engineer (MM-II), PVVNL, Meerut
Name of Work: IMPLEMENTATION OF MSCL PROJECT NETWORK , STRENGTHENING, CAPACITY ENHANCEMENT, IMPLEMENTATION OF SCADA FOR POWER SUPPLY UNDER SMART CITY MISSION (SCM) IN MORADABAD CITY.
Tender No: PVVNL-MT/MM/Smart City/96/22-23
Name of the Bidder/ Bidding Firm / Company :
PRICE SCHEDULE 1. This BOQ template must not be modified/replaced by the bidder and the same should be uploaded after filling the relevent columns after validating the sheet, else the bidder is liable to be rejected for this tender. 2. Bidders are allowed to enter the Bidder Name and Values only. 3. Bidders shall fill Ex-work Price, Freight & Insurance Charges, Erection charges and Rupees for each of the item seperately in respective column. 4. If any taxes are exempted/waived by Union/State Government during the currency of contract, it shall be the responsiblity of the contractor to avail such exemptions. Payment against such exempted taxes shall not be released. 5. The entire work is to be done on 'Turnkey' basis. Therefore the bidder should include the cost of all the items necessary to complete the work for successful commissioning of the equipment. 6. All the material and erection practices shall be as per tender specification. 7. Below Schedule Structure and quantities is provisional and may vary as per site requirement with due approval of CEO of the work. 8. All the hardware items such as Nut-Bolts, Washer, Steel structures and clamps etc. shall be hot-dip galvanised. 09. Permission and documentation regarding Electrical safety & others are in scope of Bidder. 10. Quoted rate must be identical for similar item in each schedule. If any variation then lowest rate of that item must be considered for evaluation and award of BOQ.
NUMBER # | TEXT # | TEXT # | NUMBER # | TEXT # | NUMBER | NUMBER | TEXT | TEXT # | NUMBER # | TEXT# | TEXT # | NUMBER # | NUMBER | NUMBER | NUMBER | NUMBER | TEXT | TEXT | NUMBER | NUMBER | NUMBER | NUMBER | TEXT | TEXT | NUMBER | NUMBER | NUMBER | NUMBER | TEXT | TEXT | NUMBER | NUMBER | NUMBER | NUMBER | TEXT | TEXT | NUMBER | NUMBER | NUMBER | NUMBER | TEXT | TEXT | NUMBER | NUMBER | NUMBER # | NUMBER # | TEXT | TEXT | NUMBER # | NUMBER # | DATE | NUMBER # | NUMBER # | TEXT #
Sl. No. | Item Description | Item Code / Make | Quantity | Units | Estimated Rate in Rs. P |  |  | Addition / Deduction | Addition / Deduction Values | Currency Convertion against each Item | Quoted Currency in INR / Other Currency | BASIC RATE In Figures To be entered by the Bidder in Rs. P | Unit Ex-Works Supply Prices (in. Rs./Unit) (Excluding Taxes) | Unit Freight & Insurance Charges (in Rs./Unit) (Excluding Taxes) | Unit Erection Charges (in Rs./Unit) (Excluding Taxes) | Any Other Taxes/Duties/Levies in Rs. P | Other Taxes 2 in Rs. P | IIIrd Party i.e DGS&D / RITES etc Inspection Charges @0.34%+Service Tax in Rs. P | Less for Cenvat Credit,if any respect of Supplies Under full Excise Duty Category in Rs. P | Total Unit Rate (Ex works(Supply+ F&I) & Erection | GST on Total Unit Rate @18% (Rs/Unit) | Unit Rate With Taxes/GST for supply,F&I and installation (in Rs.) | [29 empty] | TOTAL AMOUNT Without Taxes in Rs. P | TOTAL AMOUNT With Taxes in Rs. | TOTAL AMOUNT In Words
1 | 2 | 3 | 4 | 5 | 6 | 7 | 8 | 9 | 10 | 11 | 12 | 13 | 14 | 15 | 16 | 17 | 18 | 19 | 20 | 21 | 22 | 23 | 24 | 25 | 26 | 27 | 28 | 29 | 30 | 31 | 32 | 33 | 34 | 35 | 36 | 37 | 38 | 39 | 40 | 41 | 42 | 43 | 44 | 45 | 46 | 47 | 48 | 49 | 50 | 51 | 52 | 53 | 54 | 55
1 | Supplying and laying of 33 kV, 3CX 300 Sq.mm, XLPE, armoured Cable Undergrounding work for existing overhead 1 ckt 33 kV line (with spare cable) by using Horizontal Directional Drilling Technique (85% of Total Length) | [53 empty] | 1 | Construction of chamber for 100mm sluices valve | item1 | 10 | 1 Nos
2 | 33 KV Polymer Disc Insulator B&S type 70 KN | item1 | 84 | Nos. |  |  |  | Excess(+) | 1 | Full Conversion | INR | [8 empty] | 0 | 0 | 0 | [29 empty] | 0 | 0 | #VALUE!
3 | 33 KV Disc Fitting B&S type 70 KN | item2 | 84 | Nos. |  |  |  | Excess(+) | 1 | Full Conversion | INR | [8 empty] | 0 | 0 | 0 | [29 empty] | 0 | 0 | #VALUE!
4 | 33 KV Composite Polymer Pin Insulator with Nut and washers | item3 | 112 | Nos. |  |  |  | Excess(+) | 1 | Full Conversion | INR | [8 empty] | 0 | 0 | 0 | [29 empty] | 0 | 0 | #VALUE!
5 | 33kV MS Danger board with clamp and N&B | item4 | 28 | Nos. |  |  |  | Excess(+) | 1 | Full Conversion | INR | [8 empty] | 0 | 0 | 0 | [29 empty] | 0 | 0 | #VALUE!
6 | 33kV MS Number plate with clamp and N&B | item5 | 28 | Nos. |  |  |  | Excess(+) | 1 | Full Conversion | INR | [8 empty] | 0 | 0 | 0 | [29 empty] | 0 | 0 | #VALUE!
7 | 33 KV Stay Set (G.I stray Rod 20*2100mm,stay wire 7/8 wire SWG ,stay clamp bolt ,nut & washer with concerte ) As Per TS | item6 | 100 | Nos. |  |  |  | Excess(+) | 1 | Full Conversion | INR | [8 empty] | 0 | 0 | 0 | [29 empty] | 0 | 0 | #VALUE!
8 | P.G. Clamp for ACSR Dog/Raccoon | item7 | 442 | Nos. |  |  |  | Excess(+) | 1 | Full Conversion | INR | [8 empty] | 0 | 0 | 0 | [29 empty] | 0 | 0 | #VALUE!
9 | 13 Mtr. Lattice tower (unGalvanised) | item8 | 50 | Nos. |  |  |  | Excess(+) | 1 | Full Conversion | INR | [8 empty] | 0 | 0 | 0 | [29 empty] | 0 | 0 | #VALUE!
10 | Foundation of Lattice structure including excavation, base padding, Pillar, Grouting with complete accessories. | item9 | 50 | Job. |  |  |  | Excess(+) | 1 | Full Conversion | INR | [8 empty] | 0 | 0 | 0 | [29 empty] | 0 | 0 | #VALUE!
11 | MS Earthing Rod of 20x2500 mm with 25X3 mm GI Strip | item10 | 50 | Nos. |  |  |  | Excess(+) | 1 | Full Conversion | INR | [8 empty] | 0 | 0 | 0 | [29 empty] | 0 | 0 | #VALUE!
12 | Aluminium Binding Wire - 6 SWG | item11 | 43 | Kg |  |  |  | Excess(+) | 1 | Full Conversion | INR | [8 empty] | 0 | 0 | 0 | [29 empty] | 0 | 0 | #VALUE!
13 | HDPE Pipe 160 mm for cable riser | item12 | 722 | Mtr. |  |  |  | Excess(+) | 1 | Full Conversion | INR | [8 empty] | 0 | 0 | 0 | [29 empty] | 0 | 0 | #VALUE!
14 | 33kV 'E' Bracket with N&B | item13 | 85 | Nos. |  |  |  | Excess(+) | 1 | Full Conversion | INR | [8 empty] | 0 | 0 | 0 | [29 empty] | 0 | 0 | #VALUE!
15 | GI Top Channel 125x65mm, 3200 mm with clamp, bolts, nuts and washers | item14 | 44 | Nos. |  |  |  | Excess(+) | 1 | Full Conversion | INR | [8 empty] | 0 | 0 | 0 | [29 empty] | 0 | 0 | #VALUE!
16 | 33 KV Line Isolator | item15 | 9 | Nos. |  |  |  | Excess(+) | 1 | Full Conversion | INR | [8 empty] | 0 | 0 | 0 | [29 empty] | 0 | 0 | #VALUE!
17 | 33kV 3x300 mm2 XLPE Cable | item16 | 16850 | Mtr. |  |  |  | Excess(+) | 1 | Full Conversion | INR | [8 empty] | 0 | 0 | 0 | [29 empty] | 0 | 0 | #VALUE!
18 | Heat Shrinkable outdoor type termination kit suitable for 33kV XLPE 3x300 Sq. mm. cable size | item17 | 153 | Set |  |  |  | Excess(+) | 1 | Full Conversion | INR | [8 empty] | 0 | 0 | 0 | [29 empty] | 0 | 0 | #VALUE!
19 | Straight through Joint boxes suitable for H.T XLPE Cable of size 300 Sq.mm/3C for 33 KV | item18 | 2 | Set |  |  |  | Excess(+) | 1 | Full Conversion | INR | [8 empty] | 0 | 0 | 0 | [29 empty] | 0 | 0 | #VALUE!
20 | HDPE Pipe for Cable laying (Pipe to be laid by HDD Method) (For Road Crossing) | item19 | 3250.5 | Mtr. |  |  |  | Excess(+) | 1 | Full Conversion | INR | [8 empty] | 0 | 0 | 0 | [29 empty] | 0 | 0 | #VALUE!
21 | Laying of 3x300 sq. mm. 33 KV XLPE Insulated Cable underground in HDPE Pipe or trenches ( For Road Crossing) | item20 | 10120 | Mtr. |  |  |  | Excess(+) | 1 | Full Conversion | INR | [8 empty] | 0 | 0 | 0 | [29 empty] | 0 | 0 | #VALUE!
22 | Drilling & Laying of HT Underground Cable using HDD method without using HDPE Pipe | item21 | 3560 | Mtr. |  |  |  | Excess(+) | 1 | Full Conversion | INR | [8 empty] | 0 | 0 | 0 | [29 empty] | 0 | 0 | #VALUE!
23 | Mounting of cable on DP structure(including loop and riser) | item22 | 2310 | Mtr. |  |  |  | Excess(+) | 1 | Full Conversion | INR | [8 empty] | 0 | 0 | 0 | [29 empty] | 0 | 0 | #VALUE!
24 | Cable Route Marker | item23 | 83 | Nos. |  |  |  | Excess(+) | 1 | Full Conversion | INR | [8 empty] | 0 | 0 | 0 | [29 empty] | 0 | 0 | #VALUE!
25 | Dismantling of Old damaged HT Poles and transportation up to store | item24 | 139 | Nos. |  |  |  | Excess(+) | 1 | Full Conversion | INR | [8 empty] | 0 | 0 | 0 | [29 empty] | 0 | 0 | #VALUE!
26 | Dismantling of existing overhead line and transportation of materials to nearest PVVNL Store. | item25 | 23 | Km |  |  |  | Excess(+) | 1 | Full Conversion | INR | [8 empty] | 0 | 0 | 0 | [29 empty] | 0 | 0 | #VALUE!
27 | Supplying and laying of 11kV, 3CX 185 Sq.mm,XLPE, armoured Cable Undergrounding work for existing overhead 1 ckt 11 kV line (with spare cable)
28 | 11kV 3x185 mm2 XLPE Cable | item27 | 30900 | Mtr. |  |  |  | Excess(+) | 1 | Full Conversion | INR | [8 empty] | 0 | 0 | 0 | [29 empty] | 0 | 0 | #VALUE!
29 | Heat Shrinkable outdoor type termination kit suitable for 11kV XLPE 3x185 Sq.mm. cable size | item28 | 380 | Set |  |  |  | Excess(+) | 1 | Full Conversion | INR | [8 empty] | 0 | 0 | 0 | [29 empty] | 0 | 0 | #VALUE!
30 | Straight through Joint boxes suitable for H.T XLPE Cable of size 300 Sq.mm/3C for 11 KV | item29 | 181 | Set |  |  |  | Excess(+) | 1 | Full Conversion | INR | [8 empty] | 0 | 0 | 0 | [29 empty] | 0 | 0 | #VALUE!
31 | Drilling & Laying of HT Underground Cable using HDD method without using HDPE Pipe | item30 | 15450 | Mtr. |  |  |  | Excess(+) | 1 | Full Conversion | INR | [8 empty] | 0 | 0 | 0 | [29 empty] | 0 | 0 | #VALUE!
32 | HDPE Pipe for Cable laying (Pipe to be laid by HDD Method) (For Road Crossing) | item31 | 1548 | Mtr. |  |  |  | Excess(+) | 1 | Full Conversion | INR | [8 empty] | 0 | 0 | 0 | [29 empty] | 0 | 0 | #VALUE!
33 | Mounting of cable on DP structure (including loop and riser) | item32 | 4644 | Mtr. |  |  |  | Excess(+) | 1 | Full Conversion | INR | [8 empty] | 0 | 0 | 0 | [29 empty] | 0 | 0 | #VALUE!
34 | Laying of 3x185 sq. mm. 11 KV XLPE Insulated Cable underground in HDPE Pipe/ trenches/Riser | item33 | 14239 | Mtr. |  |  |  | Excess(+) | 1 | Full Conversion | INR | [8 empty] | 0 | 0 | 0 | [29 empty] | 0 | 0 | #VALUE!
35 | Cable Route Marker | item34 | 161 | Nos. |  |  |  | Excess(+) | 1 | Full Conversion | INR | [8 empty] | 0 | 0 | 0 | [29 empty] | 0 | 0 | #VALUE!
36 | HDPE Pipe 160 mm for cable riser | item35 | 960 | Mtr. |  |  |  | Excess(+) | 1 | Full Conversion | INR | [8 empty] | 0 | 0 | 0 | [29 empty] | 0 | 0 | #VALUE!
37 | 11 Mtr. Lattice tower (UnGalvanised) | item36 | 100 | Nos. |  |  |  | Excess(+) | 1 | Full Conversion | INR | [8 empty] | 0 | 0 | 0 | [29 empty] | 0 | 0 | #VALUE!
38 | GI Top Channel 125x65mm, 3200 mm with clamp, bolts, nuts and washers | item37 | 151 | Nos. |  |  |  | Excess(+) | 1 | Full Conversion | INR | [8 empty] | 0 | 0 | 0 | [29 empty] | 0 | 0 | #VALUE!
39 | 11 KV Polymer Disc Insulator B&S type 45 KN | item38 | 233 | Nos. |  |  |  | Excess(+) | 1 | Full Conversion | INR | [8 empty] | 0 | 0 | 0 | [29 empty] | 0 | 0 | #VALUE!
40 | Disc Fitting B&S type 45 KN | item39 | 233 | Nos. |  |  |  | Excess(+) | 1 | Full Conversion | INR | [8 empty] | 0 | 0 | 0 | [29 empty] | 0 | 0 | #VALUE!
41 | P.G. Clamp for ACSR Dog/Raccoon | item40 | 464 | Nos. |  |  |  | Excess(+) | 1 | Full Conversion | INR | [8 empty] | 0 | 0 | 0 | [29 empty] | 0 | 0 | #VALUE!
42 | 11kV MS Number Plate for clamp with N&B | item41 | 78 | Nos. |  |  |  | Excess(+) | 1 | Full Conversion | INR | [8 empty] | 0 | 0 | 0 | [29 empty] | 0 | 0 | #VALUE!
43 | 11kV MS Danger Board with clamp, bolts & nuts | item42 | 78 | Nos. |  |  |  | Excess(+) | 1 | Full Conversion | INR | [8 empty] | 0 | 0 | 0 | [29 empty] | 0 | 0 | #VALUE!
44 | Aluminium Binding Wire - 6 SWG | item43 | 78 | Kg. |  |  |  | Excess(+) | 1 | Full Conversion | INR | [8 empty] | 0 | 0 | 0 | [29 empty] | 0 | 0 | #VALUE!
45 | 11 KV Stay Set (G.I stray Rod 16*1800 mm,Stay 7/8 SWG wire ,Stay clamp with bolt ,nut & washer with concerte ) As Per TS | item44 | 250 | No. |  |  |  | Excess(+) | 1 | Full Conversion | INR | [8 empty] | 0 | 0 | 0 | [29 empty] | 0 | 0 | #VALUE!
46 | MS Earthing Rod of 20x2500 mm with 25X3 mm GI Strip | item45 | 154 | Nos. |  |  |  | Excess(+) | 1 | Full Conversion | INR | [8 empty] | 0 | 0 | 0 | [29 empty] | 0 | 0 | #VALUE!
47 | Foundation of Lattice structure including excavation, base padding, Pillar, Grouting with complete accessories. | item46 | 100 | Job. |  |  |  | Excess(+) | 1 | Full Conversion | INR | [8 empty] | 0 | 0 | 0 | [29 empty] | 0 | 0 | #VALUE!
48 | Dismantling of Old damaged HT Poles and transportation up to store | item47 | 250 | No. |  |  |  | Excess(+) | 1 | Full Conversion | INR | [8 empty] | 0 | 0 | 0 | [29 empty] | 0 | 0 | #VALUE!
49 | Dismantling of existing overhead line and transportation of materials to nearest PVVNL Store. | item48 | 40 | km. |  |  |  | Excess(+) | 1 | Full Conversion | INR | [8 empty] | 0 | 0 | 0 | [29 empty] | 0 | 0 | #VALUE!
50 | Supplying and laying of various sizes of 1.1 KV AL LT Cable for LT cable undergrounding work, service connections to existing/new consumers with all accessories.
51 | 1.1 kV PVC Cable of 1 CX300 Sq.mm from transformer LT bushing to LT Feeder Pillar Box | item49 | 2.95 | Km |  |  |  | Excess(+) | 1 | Full Conversion | INR | [8 empty] | 0 | 0 | 0 | [29 empty] | 0 | 0 | #VALUE!
52 | Supply of 1.1 kV Armoured XLPE Cable of 3.5 CX150 Sq.mm from LT main pillar box to consumer distribution boxes | item50 | 9.1 | Km |  |  |  | Excess(+) | 1 | Full Conversion | INR | [8 empty] | 0 | 0 | 0 | [29 empty] | 0 | 0 | #VALUE!
53 | Laying of under ground 3.5 CX150 Sq.mm LT XLPE cable including excavation of 30cmx120cm.deep trench in pacca road and refilling by 25 cm thick layer of sand 'A' class bricks covering refiling soil in the remaining portion. | item51 | 5.6 | Km |  |  |  | Excess(+) | 1 | Full Conversion | INR | [8 empty] | 0 | 0 | 0 | [29 empty] | 0 | 0 | #VALUE!
54 | Drilling & Laying of 3.5 CX150 Sq.mm Underground Cable using HDD method without using HDPE Pipe | item52 | 3.5 | Km |  |  |  | Excess(+) | 1 | Full Conversion | INR | [8 empty] | 0 | 0 | 0 | [29 empty] | 0 | 0 | #VALUE!
55 | Supply of XLPE Armoured Cable of 2CX6 Sq.mm from consumer distribution boxes to consumer end (Service Line) (for existing LT system to be converted to underground). | item53 | 20.3 | Km |  |  |  | Excess(+) | 1 | Full Conversion | INR | [8 empty] | 0 | 0 | 0 | [29 empty] | 0 | 0 | #VALUE!
56 | Laying of under ground 2CX6 Sq.mmLT XLPE cable including excavation of 30cmx120cm.deep trench in pacca road and refilling by 25 cm thick layer of sand 'A' class bricks covering refiling soil in the remaining portion. | item54 | 6 | Km |  |  |  | Excess(+) | 1 | Full Conversion | INR | [8 empty] | 0 | 0 | 0 | [29 empty] | 0 | 0 | #VALUE!
57 | Supply of XLPE Armoured Cable of 4CX10 Sq.mm from consumer distribution boxes to consumer end (Service Line) from Imperial tiraha to Budh Bazar chauraha (for existing LT system to be converted to underground). | item55 | 14.6 | Km |  |  |  | Excess(+) | 1 | Full Conversion | INR | [8 empty] | 0 | 0 | 0 | [29 empty] | 0 | 0 | #VALUE!
58 | Laying of under ground 4CX10 Sq.mm LT XLPE cable including excavation of 30cmx120cm.deep trench in pacca road and refilling by 25 cm thick layer of sand 'A' class bricks covering refiling soil in the remaining portion. | item56 | 5 | Km |  |  |  | Excess(+) | 1 | Full Conversion | INR | [8 empty] | 0 | 0 | 0 | [29 empty] | 0 | 0 | #VALUE!
59 | Laying of XLPE Armoured cable with PVC Pipe for consumer connection | item57 | 23900 | Mtr. |  |  |  | Excess(+) | 1 | Full Conversion | INR | [8 empty] | 0 | 0 | 0 | [29 empty] | 0 | 0 | #VALUE!
60 | AL Lugs for incoming and outgoing cables of vaious sizes | item58 | 6725 | Nos. |  |  |  | Excess(+) | 1 | Full Conversion | INR | [8 empty] | 0 | 0 | 0 | [29 empty] | 0 | 0 | #VALUE!
61 | PVC pipe for consumer connection with all acessories for cable laying & dressing | item59 | 23900 | Mtr. |  |  |  | Excess(+) | 1 | Full Conversion | INR | [8 empty] | 0 | 0 | 0 | [29 empty] | 0 | 0 | #VALUE!
62 | Road Crossing by HDPE Pipe 160 mm, 6 meter,using HDD method | item60 | 585 | Nos. |  |  |  | Excess(+) | 1 | Full Conversion | INR | [8 empty] | 0 | 0 | 0 | [29 empty] | 0 | 0 | #VALUE!
63 | Replacement of existing LT bare lines and damaged AB cable by new AB cable (3x120+ 1x95 + 1x16) with all accessories including for strengthning works .
64 | 9 Mtr for LT pole, long Gi steel single tubular pole with all fitting material and accessories with stone pad (300x300x75mm) & Concreting of Pole/Support (0.44 cu.M.), | item62 | 4 | No. |  |  |  | Excess(+) | 1 | Full Conversion | INR | [8 empty] | 0 | 0 | 0 | [29 empty] | 0 | 0 | #VALUE!
65 | MS Earthing Rod of 20x2500 mm,GI Wire 6 SWG | item65 | 4 | No. |  |  |  | Excess(+) | 1 | Full Conversion | INR | [8 empty] | 0 | 0 | 0 | [29 empty] | 0 | 0 | #VALUE!
66 | LT Stay Set (G.I stray Rod 16*1800mm,stay wire 7/10 wire SWG10 ,stay clamp bolt ,nut & washer with concerte ) As Per TS | item67 | 2 | No. |  |  |  | Excess(+) | 1 | Full Conversion | INR | [8 empty] | 0 | 0 | 0 | [29 empty] | 0 | 0 | #VALUE!
67 | Dead End clamps with I-Hook (Insulated) | item72 | 393 | No. |  |  |  | Excess(+) | 1 | Full Conversion | INR | [8 empty] | 0 | 0 | 0 | [29 empty] | 0 | 0 | #VALUE!
68 | Suspension Clamp with I-Hook (Insulated) | item73 | 916 | No. |  |  |  | Excess(+) | 1 | Full Conversion | INR | [8 empty] | 0 | 0 | 0 | [29 empty] | 0 | 0 | #VALUE!
69 | LT Insulation Piercing Connectors of 95/50 sq. mm - 70/35 sq. mm (For messenger wire jumpering & energizing DB neutral) | item74 | 1098 | No. |  |  |  | Excess(+) | 1 | Full Conversion | INR | [8 empty] | 0 | 0 | 0 | [29 empty] | 0 | 0 | #VALUE!
70 | Pole clamps with nut and bolt | item75 | 80 | Set |  |  |  | Excess(+) | 1 | Full Conversion | INR | [8 empty] | 0 | 0 | 0 | [29 empty] | 0 | 0 | #VALUE!
71 | Holding clamp for round pole with nut and bolt | item76 | 80 | Set |  |  |  | Excess(+) | 1 | Full Conversion | INR | [8 empty] | 0 | 0 | 0 | [29 empty] | 0 | 0 | #VALUE!
72 | LT Insulation Piercing Connectors of 120-50 sq. mm -50-35 sq. mm size for energizing distribution kiosk/box | item77 | 2126 | No. |  |  |  | Excess(+) | 1 | Full Conversion | INR | [8 empty] | 0 | 0 | 0 | [29 empty] | 0 | 0 | #VALUE!
73 | LT Insulation Piercing connectors (16 sq. mm -16 sq. mm) suitable for street light connection | item78 | 818 | No. |  |  |  | Excess(+) | 1 | Full Conversion | INR | [8 empty] | 0 | 0 | 0 | [29 empty] | 0 | 0 | #VALUE!
74 | Three Phase SMC Distribution Box with clamps | item79 | 655 | No. |  |  |  | Excess(+) | 1 | Full Conversion | INR | [8 empty] | 0 | 0 | 0 | [29 empty] | 0 | 0 | #VALUE!
75 | LT ABC of 3x120+1x70+1x16 sq. mm | item80 | 34.4 | Km. |  |  |  | Excess(+) | 1 | Full Conversion | INR | [8 empty] | 0 | 0 | 0 | [29 empty] | 0 | 0 | #VALUE!
76 | 1x35 mm2 XLPE insulated AL. cable for energising the distribution boxes/kiosks. | item81 | 3275 | Mtr. |  |  |  | Excess(+) | 1 | Full Conversion | INR | [8 empty] | 0 | 0 | 0 | [29 empty] | 0 | 0 | #VALUE!
77 | End cap for LT AB cable | item82 | 394 | No. |  |  |  | Excess(+) | 1 | Full Conversion | INR | [8 empty] | 0 | 0 | 0 | [29 empty] | 0 | 0 | #VALUE!
78 | PG Clamps for Messenger Wire | item83 | 818 | No. |  |  |  | Excess(+) | 1 | Full Conversion | INR | [8 empty] | 0 | 0 | 0 | [29 empty] | 0 | 0 | #VALUE!
79 | Dismantling of existing overhead line and transportation of materials to nearest PVVNL Store. | item84 | 36 | CKm. |  |  |  | Excess(+) | 1 | Full Conversion | INR | [8 empty] | 0 | 0 | 0 | [29 empty] | 0 | 0 | #VALUE!
80 | Dismantling of Old damaged Poles and transportation up to store | item85 | 10 | No. |  |  |  | Excess(+) | 1 | Full Conversion | INR | [8 empty] | 0 | 0 | 0 | [29 empty] | 0 | 0 | #VALUE!
81 | Replacement of existing Overhead 33 KV old/damaged Dog conductor with New 33 KV Dog Conductor with fittings and all accessories
82 | ACSR Dog Conductor | item87 | 5.8 | Km. |  |  |  | Excess(+) | 1 | Full Conversion | INR | [8 empty] | 0 | 0 | 0 | [29 empty] | 0 | 0 | #VALUE!
83 | 13 Mtr. STP with Concreting of Pole/Support (0.44 cu.M.) | item88 | 4 | Nos. |  |  |  | Excess(+) | 1 | Full Conversion | INR | [8 empty] | 0 | 0 | 0 | [29 empty] | 0 | 0 | #VALUE!
84 | MS Earthing Rod of 20x2500 mm | item90 | 4 | Nos. |  |  |  | Excess(+) | 1 | Full Conversion | INR | [8 empty] | 0 | 0 | 0 | [29 empty] | 0 | 0 | #VALUE!
85 | GI Wire 6 SWG | item91 | 1 | KG |  |  |  | Excess(+) | 1 | Full Conversion | INR | [8 empty] | 0 | 0 | 0 | [29 empty] | 0 | 0 | #VALUE!
86 | 33 KV Composite Polymer Pin Insulator with Nut and washers | item92 | 18 | Nos. |  |  |  | Excess(+) | 1 | Full Conversion | INR | [8 empty] | 0 | 0 | 0 | [29 empty] | 0 | 0 | #VALUE!
87 | Aluminium Paint | item93 | 4 | Ltrs. |  |  |  | Excess(+) | 1 | Full Conversion | INR | [8 empty] | 0 | 0 | 0 | [29 empty] | 0 | 0 | #VALUE!
88 | Red Oxide Paint | item94 | 4 | Ltrs. |  |  |  | Excess(+) | 1 | Full Conversion | INR | [8 empty] | 0 | 0 | 0 | [29 empty] | 0 | 0 | #VALUE!
89 | 33kV MS Danger board with clamp and N&B | item95 | 4 | Nos. |  |  |  | Excess(+) | 1 | Full Conversion | INR | [8 empty] | 0 | 0 | 0 | [29 empty] | 0 | 0 | #VALUE!
90 | 33kV MS Number plate with clamp and N&B | item96 | 4 | Nos. |  |  |  | Excess(+) | 1 | Full Conversion | INR | [8 empty] | 0 | 0 | 0 | [29 empty] | 0 | 0 | #VALUE!
91 | G.I. Barbed Wire | item98 | 8 | Kg |  |  |  | Excess(+) | 1 | Full Conversion | INR | [8 empty] | 0 | 0 | 0 | [29 empty] | 0 | 0 | #VALUE!
92 | 33 KV Polymer Disc Insulator B&S type 70 KN | item99 | 12 | Nos. |  |  |  | Excess(+) | 1 | Full Conversion | INR | [8 empty] | 0 | 0 | 0 | [29 empty] | 0 | 0 | #VALUE!
93 | Disc Fitting B&S type 70 KN | item100 | 12 | Nos. |  |  |  | Excess(+) | 1 | Full Conversion | INR | [8 empty] | 0 | 0 | 0 | [29 empty] | 0 | 0 | #VALUE!
94 | 33 KV Stay Set (G.I stray Rod 20*2100mm,stay wire 7/8 SWG wire ,Guy Insulator,stay clamp bolt ,nut & washer with concerte ) As Per TS | item101 | 4 | Nos. |  |  |  | Excess(+) | 1 | Full Conversion | INR | [8 empty] | 0 | 0 | 0 | [29 empty] | 0 | 0 | #VALUE!
95 | Dismantling of existing overhead line and transportation of materials to nearest PVVNL Store. | item106 | 5.8 | Km. |  |  |  | Excess(+) | 1 | Full Conversion | INR | [8 empty] | 0 | 0 | 0 | [29 empty] | 0 | 0 | #VALUE!
96 | Dismantling of Old damaged Poles and transportation up to store | item107 | 4 | Nos. |  |  |  | Excess(+) | 1 | Full Conversion | INR | [8 empty] | 0 | 0 | 0 | [29 empty] | 0 | 0 | #VALUE!
97 | Replacement of existing Overhead 11 KV old/damaged Dog conductor with New 11 KV Dog Conductor with fittings and accessories .
98 | ACSR Dog Conductor | item109 | 26.6 | Km. |  |  |  | Excess(+) | 1 | Full Conversion | INR | [8 empty] | 0 | 0 | 0 | [29 empty] | 0 | 0 | #VALUE!
99 | 11 KV Polymer Disc Insulator B&S type 45 KN | item110 | 15 | Nos. |  |  |  | Excess(+) | 1 | Full Conversion | INR | [8 empty] | 0 | 0 | 0 | [29 empty] | 0 | 0 | #VALUE!
100 | Disc Fitting B&S type 45 KN | item111 | 15 | Nos. |  |  |  | Excess(+) | 1 | Full Conversion | INR | [8 empty] | 0 | 0 | 0 | [29 empty] | 0 | 0 | #VALUE!
101 | 11 KV Composite Polymer Pin Insulator with Nut and washers | item112 | 15 | Nos. |  |  |  | Excess(+) | 1 | Full Conversion | INR | [8 empty] | 0 | 0 | 0 | [29 empty] | 0 | 0 | #VALUE!
102 | 11kV MS Danger Board with clamp, bolts & nuts | item113 | 5 | Nos. |  |  |  | Excess(+) | 1 | Full Conversion | INR | [8 empty] | 0 | 0 | 0 | [29 empty] | 0 | 0 | #VALUE!
103 | 11kV MS Number Plate for clamp with N&B | item114 | 5 | Nos. |  |  |  | Excess(+) | 1 | Full Conversion | INR | [8 empty] | 0 | 0 | 0 | [29 empty] | 0 | 0 | #VALUE!
104 | 11 KV Stay Set (G.I stray Rod 16*1800 mm,Stay 7/8 SWG wire ,Guy Insulator, Stay clamp with bolt ,nut & washer with concerte ) As Per TS | item115 | 5 | Nos. |  |  |  | Excess(+) | 1 | Full Conversion | INR | [8 empty] | 0 | 0 | 0 | [29 empty] | 0 | 0 | #VALUE!
105 | P.G. Clamp for ACSR Dog/Raccoon | item120 | 15 | Nos. |  |  |  | Excess(+) | 1 | Full Conversion | INR | [8 empty] | 0 | 0 | 0 | [29 empty] | 0 | 0 | #VALUE!
106 | Armour Rod with Ferrule for ACSR Dog/Panther/Raccoon Helical performed | item121 | 5 | Set |  |  |  | Excess(+) | 1 | Full Conversion | INR | [8 empty] | 0 | 0 | 0 | [29 empty] | 0 | 0 | #VALUE!
107 | 11 Mtr. STP -410 SP 55 As per TS | item122 | 5 | Nos. |  |  |  | Excess(+) | 1 | Full Conversion | INR | [8 empty] | 0 | 0 | 0 | [29 empty] | 0 | 0 | #VALUE!
108 | Concreting of Pole/Support (0.44 cu.M.) | item123 | 5 | Nos. |  |  |  | Excess(+) | 1 | Full Conversion | INR | [8 empty] | 0 | 0 | 0 | [29 empty] | 0 | 0 | #VALUE!
109 | MS Earthing Rod of 20x2500 mm | item124 | 5 | Nos. |  |  |  | Excess(+) | 1 | Full Conversion | INR | [8 empty] | 0 | 0 | 0 | [29 empty] | 0 | 0 | #VALUE!
110 | Aluminium Binding Wire - 6 SWG | item125 | 1.5 | Kg |  |  |  | Excess(+) | 1 | Full Conversion | INR | [8 empty] | 0 | 0 | 0 | [29 empty] | 0 | 0 | #VALUE!
111 | Aluminium Jointing Sleeves | item126 | 3 | Nos. |  |  |  | Excess(+) | 1 | Full Conversion | INR | [8 empty] | 0 | 0 | 0 | [29 empty] | 0 | 0 | #VALUE!
112 | G.I. Barbed Wire | item127 | 40 | Kg |  |  |  | Excess(+) | 1 | Full Conversion | INR | [8 empty] | 0 | 0 | 0 | [29 empty] | 0 | 0 | #VALUE!
113 | GI Wire 6 SWG | item128 | 280 | Kg |  |  |  | Excess(+) | 1 | Full Conversion | INR | [8 empty] | 0 | 0 | 0 | [29 empty] | 0 | 0 | #VALUE!
114 | GI Wire 8 SWG | item129 | 100 | Kg |  |  |  | Excess(+) | 1 | Full Conversion | INR | [8 empty] | 0 | 0 | 0 | [29 empty] | 0 | 0 | #VALUE!
115 | GI Wire 16 SWG | item130 | 5 | Kg |  |  |  | Excess(+) | 1 | Full Conversion | INR | [8 empty] | 0 | 0 | 0 | [29 empty] | 0 | 0 | #VALUE!
116 | Eye Bolt | item131 | 25 | Nos. |  |  |  | Excess(+) | 1 | Full Conversion | INR | [8 empty] | 0 | 0 | 0 | [29 empty] | 0 | 0 | #VALUE!
117 | Turn Buckle | item132 | 20 | Nos. |  |  |  | Excess(+) | 1 | Full Conversion | INR | [8 empty] | 0 | 0 | 0 | [29 empty] | 0 | 0 | #VALUE!
118 | Red Oxide Paint | item133 | 5 | Ltrs |  |  |  | Excess(+) | 1 | Full Conversion | INR | [8 empty] | 0 | 0 | 0 | [29 empty] | 0 | 0 | #VALUE!
119 | Aluminium Paint | item134 | 5 | Ltrs |  |  |  | Excess(+) | 1 | Full Conversion | INR | [8 empty] | 0 | 0 | 0 | [29 empty] | 0 | 0 | #VALUE!
120 | 11kV `F' Bracket with N&B | item135 | 8 | Nos. |  |  |  | Excess(+) | 1 | Full Conversion | INR | [8 empty] | 0 | 0 | 0 | [29 empty] | 0 | 0 | #VALUE!
121 | Cross arm holding Clamp with nuts & bolts | item136 | 20 | Nos. |  |  |  | Excess(+) | 1 | Full Conversion | INR | [8 empty] | 0 | 0 | 0 | [29 empty] | 0 | 0 | #VALUE!
122 | V-Type Cross arm for 11KV Line, 100x50x6 mm, GI | item137 | 20 | Nos. |  |  |  | Excess(+) | 1 | Full Conversion | INR | [8 empty] | 0 | 0 | 0 | [29 empty] | 0 | 0 | #VALUE!
123 | Guarding angle 75x75x6 mm, 2200 mm long with holding clamp, packing piece, nut & bolts etc. | item138 | 15 | Nos. |  |  |  | Excess(+) | 1 | Full Conversion | INR | [8 empty] | 0 | 0 | 0 | [29 empty] | 0 | 0 | #VALUE!
124 | Dismantling of Old damaged HT Poles and transportation up to store | item140 | 10 | Nos. |  |  |  | Excess(+) | 1 | Full Conversion | INR | [8 empty] | 0 | 0 | 0 | [29 empty] | 0 | 0 | #VALUE!
125 | Dismantling of existing overhead line and transportation of materials to nearest PVVNL Store. | item141 | 27 | KM. |  |  |  | Excess(+) | 1 | Full Conversion | INR | [8 empty] | 0 | 0 | 0 | [29 empty] | 0 | 0 | #VALUE!
126 | Existing Transformer Strengthening Works
127 | Replacement of Old/damaged Feeder Pillar box | item143 | 35 | Nos. |  |  |  | Excess(+) | 1 | Full Conversion | INR | [8 empty] | 0 | 0 | 0 | [29 empty] | 0 | 0 | #VALUE!
128 | 1.1 kV PVC unarmoured Cable of 1 CX300 Sq.mm from transformer LT bushing to LT Feeder Pillar Box | item144 | 2 | km |  |  |  | Excess(+) | 1 | Full Conversion | INR | [8 empty] | 0 | 0 | 0 | [29 empty] | 0 | 0 | #VALUE!
129 | 1.1 kV PVC armoured Cable of 3.5CX150 q.mm for LT distribution Box | item145 | 2 | km |  |  |  | Excess(+) | 1 | Full Conversion | INR | [8 empty] | 0 | 0 | 0 | [29 empty] | 0 | 0 | #VALUE!
130 | Earthing of Transformer by MS earthing rod of 20x25000 mm. and 6 SWG earthing wire etc. | item146 | 70 | Nos. |  |  |  | Excess(+) | 1 | Full Conversion | INR | [8 empty] | 0 | 0 | 0 | [29 empty] | 0 | 0 | #VALUE!
131 | 11kV TPMO complete set | item147 | 35 | No |  |  |  | Excess(+) | 1 | Full Conversion | INR | [8 empty] | 0 | 0 | 0 | [29 empty] | 0 | 0 | #VALUE!
132 | 11kV DO Fuse Set (3 Phase) | item148 | 35 | Set |  |  |  | Excess(+) | 1 | Full Conversion | INR | [8 empty] | 0 | 0 | 0 | [29 empty] | 0 | 0 | #VALUE!
133 | 11kV Lightening Arrestor | item149 | 105 | No |  |  |  | Excess(+) | 1 | Full Conversion | INR | [8 empty] | 0 | 0 | 0 | [29 empty] | 0 | 0 | #VALUE!
134 | G.I. Barbed Wire | item150 | 70 | Kg. |  |  |  | Excess(+) | 1 | Full Conversion | INR | [8 empty] | 0 | 0 | 0 | [29 empty] | 0 | 0 | #VALUE!
135 | 11kV MS Danger Board with clamp, bolts & nuts | item151 | 35 | Nos. |  |  |  | Excess(+) | 1 | Full Conversion | INR | [8 empty] | 0 | 0 | 0 | [29 empty] | 0 | 0 | #VALUE!
136 | 11 KV Stay Set (G.I stray Rod 16*1800 mm,Stay 7/8 SWG wire ,Stay clamp with bolt ,nut & washer with concerte ) As Per TS | item152 | 70 | Set |  |  |  | Excess(+) | 1 | Full Conversion | INR | [8 empty] | 0 | 0 | 0 | [29 empty] | 0 | 0 | #VALUE!
137 | Red Oxide Paint | item153 | 70 | Ltrs |  |  |  | Excess(+) | 1 | Full Conversion | INR | [8 empty] | 0 | 0 | 0 | [29 empty] | 0 | 0 | #VALUE!
138 | Aluminium Paint | item154 | 35 | Ltrs |  |  |  | Excess(+) | 1 | Full Conversion | INR | [8 empty] | 0 | 0 | 0 | [29 empty] | 0 | 0 | #VALUE!
139 | Al. Crimping lugs | item155 | 210 | Nos. |  |  |  | Excess(+) | 1 | Full Conversion | INR | [8 empty] | 0 | 0 | 0 | [29 empty] | 0 | 0 | #VALUE!
140 | Renovation of Damaged Plinth & fencing of Transformers
141 | Repair of damaged plinth of Transformers | item157 | 54 | Nos. |  |  |  | Excess(+) | 1 | Full Conversion | INR | [8 empty] | 0 | 0 | 0 | [29 empty] | 0 | 0 | #VALUE!
142 | Fencing work of existing Transformers with best available solutions | item158 | 54 | Job |  |  |  | Excess(+) | 1 | Full Conversion | INR | [8 empty] | 0 | 0 | 0 | [29 empty] | 0 | 0 | #VALUE!
143 | Replacement of old/damaged 11 mtr, long GI Steel Single Tubular Pole with all fitting material and accessories
144 | Polymer Disc Insulator B&S type 45 KN | item160 | 984 | No. |  |  |  | Excess(+) | 1 | Full Conversion | INR | [8 empty] | 0 | 0 | 0 | [29 empty] | 0 | 0 | #VALUE!
145 | Disc Fitting B&S type 45 KN | item161 | 984 | No. |  |  |  | Excess(+) | 1 | Full Conversion | INR | [8 empty] | 0 | 0 | 0 | [29 empty] | 0 | 0 | #VALUE!
146 | Composite Polymer Pin Insulator with Nut and washers | item162 | 984 | No. |  |  |  | Excess(+) | 1 | Full Conversion | INR | [8 empty] | 0 | 0 | 0 | [29 empty] | 0 | 0 | #VALUE!
147 | MS Danger Board with clamp, bolts & nuts | item163 | 328 | No. |  |  |  | Excess(+) | 1 | Full Conversion | INR | [8 empty] | 0 | 0 | 0 | [29 empty] | 0 | 0 | #VALUE!
148 | MS Number Plate for clamp with N&B | item164 | 328 | No. |  |  |  | Excess(+) | 1 | Full Conversion | INR | [8 empty] | 0 | 0 | 0 | [29 empty] | 0 | 0 | #VALUE!
149 | 11 KV Stay Set (G.I stray Rod 16*1800 mm,Stay 7/8 SWG wire ,Guy Insulator ,Stay clamp with bolt ,nut & washer with concerte ) As Per TS | item165 | 328 | No. |  |  |  | Excess(+) | 1 | Full Conversion | INR | [8 empty] | 0 | 0 | 0 | [29 empty] | 0 | 0 | #VALUE!
150 | 11 Mtr. STP -410 SP 55 As per TS | item170 | 328 | No. |  |  |  | Excess(+) | 1 | Full Conversion | INR | [8 empty] | 0 | 0 | 0 | [29 empty] | 0 | 0 | #VALUE!
151 | Concreting of Pole/Support (0.44 cu.M.) | item171 | 328 | No. |  |  |  | Excess(+) | 1 | Full Conversion | INR | [8 empty] | 0 | 0 | 0 | [29 empty] | 0 | 0 | #VALUE!
152 | MS Earthing Rod of 20x2500 mm | item172 | 328 | No. |  |  |  | Excess(+) | 1 | Full Conversion | INR | [8 empty] | 0 | 0 | 0 | [29 empty] | 0 | 0 | #VALUE!
153 | G.I. Barbed Wire | item173 | 656 | Kg |  |  |  | Excess(+) | 1 | Full Conversion | INR | [8 empty] | 0 | 0 | 0 | [29 empty] | 0 | 0 | #VALUE!
154 | GI Wire 6 SWG | item174 | 45 | Kg |  |  |  | Excess(+) | 1 | Full Conversion | INR | [8 empty] | 0 | 0 | 0 | [29 empty] | 0 | 0 | #VALUE!
155 | Red Oxide Paint | item175 | 328 | Ltrs |  |  |  | Excess(+) | 1 | Full Conversion | INR | [8 empty] | 0 | 0 | 0 | [29 empty] | 0 | 0 | #VALUE!
156 | Aluminium Paint | item176 | 328 | Ltrs |  |  |  | Excess(+) | 1 | Full Conversion | INR | [8 empty] | 0 | 0 | 0 | [29 empty] | 0 | 0 | #VALUE!
157 | `F' Bracket with N&B | item177 | 328 | No. |  |  |  | Excess(+) | 1 | Full Conversion | INR | [8 empty] | 0 | 0 | 0 | [29 empty] | 0 | 0 | #VALUE!
158 | Cross arm holding Clamp with nuts & bolts | item178 | 328 | No. |  |  |  | Excess(+) | 1 | Full Conversion | INR | [8 empty] | 0 | 0 | 0 | [29 empty] | 0 | 0 | #VALUE!
159 | V-Type Cross arm for 11KV Line, 100x50x6 mm, GI | item179 | 328 | No. |  |  |  | Excess(+) | 1 | Full Conversion | INR | [8 empty] | 0 | 0 | 0 | [29 empty] | 0 | 0 | #VALUE!
160 | Dismantling of Old damaged HT Poles and transportation up to store | item180 | 328 | No. |  |  |  | Excess(+) | 1 | Full Conversion | INR | [8 empty] | 0 | 0 | 0 | [29 empty] | 0 | 0 | #VALUE!
161 | Replacement of old/damaged 11 mtr, long GI Steel Double Tubular Pole by U/G Lattice Structure/Steel Double Tubular Pole 11 meter Long with all fitting material and accessories
162 | 11 Mtr. Lattice tower (UnGalvanised) | item183 | 32 | No. |  |  |  | Excess(+) | 1 | Full Conversion | INR | [8 empty] | 0 | 0 | 0 | [29 empty] | 0 | 0 | #VALUE!
163 | 11 Mtr. STP -410 SP 55 As per TS. | item184 | 31 | No. |  |  |  | Excess(+) | 1 | Full Conversion | INR | [8 empty] | 0 | 0 | 0 | [29 empty] | 0 | 0 | #VALUE!
164 | Polymer Disc Insulator B&S type 45 KN | item185 | 183 | No. |  |  |  | Excess(+) | 1 | Full Conversion | INR | [8 empty] | 0 | 0 | 0 | [29 empty] | 0 | 0 | #VALUE!
165 | Disc Fitting B&S type 45 KN | item186 | 183 | No. |  |  |  | Excess(+) | 1 | Full Conversion | INR | [8 empty] | 0 | 0 | 0 | [29 empty] | 0 | 0 | #VALUE!
166 | Composite Polymer Pin Insulator with Nut and washers | item187 | 183 | No. |  |  |  | Excess(+) | 1 | Full Conversion | INR | [8 empty] | 0 | 0 | 0 | [29 empty] | 0 | 0 | #VALUE!
167 | 11 kV MS Danger Board with clamp, bolts & nuts | item188 | 63 | No. |  |  |  | Excess(+) | 1 | Full Conversion | INR | [8 empty] | 0 | 0 | 0 | [29 empty] | 0 | 0 | #VALUE!
168 | MS Number Plate for clamp with N&B | item189 | 63 | No. |  |  |  | Excess(+) | 1 | Full Conversion | INR | [8 empty] | 0 | 0 | 0 | [29 empty] | 0 | 0 | #VALUE!
169 | 11 KV Stay Set (G.I stray Rod 16*1800 mm,Stay 7/8 SWG wire ,Guy Insulator,Stay clamp with bolt ,nut & washer with concerte ) As Per TS | item190 | 61 | No. |  |  |  | Excess(+) | 1 | Full Conversion | INR | [8 empty] | 0 | 0 | 0 | [29 empty] | 0 | 0 | #VALUE!
170 | Concreting of Pole/Support (0.44 cu.M.) | item195 | 31 | No. |  |  |  | Excess(+) | 1 | Full Conversion | INR | [8 empty] | 0 | 0 | 0 | [29 empty] | 0 | 0 | #VALUE!
171 | MS Earthing Rod of 20x2500 mm | item196 | 63 | No. |  |  |  | Excess(+) | 1 | Full Conversion | INR | [8 empty] | 0 | 0 | 0 | [29 empty] | 0 | 0 | #VALUE!
172 | G.I. Barbed Wire | item197 | 62 | Kg |  |  |  | Excess(+) | 1 | Full Conversion | INR | [8 empty] | 0 | 0 | 0 | [29 empty] | 0 | 0 | #VALUE!
173 | GI Wire 6 SWG | item198 | 8 | Kg |  |  |  | Excess(+) | 1 | Full Conversion | INR | [8 empty] | 0 | 0 | 0 | [29 empty] | 0 | 0 | #VALUE!
174 | Red Oxide Paint | item199 | 62 | Ltrs |  |  |  | Excess(+) | 1 | Full Conversion | INR | [8 empty] | 0 | 0 | 0 | [29 empty] | 0 | 0 | #VALUE!
175 | Aluminium Paint | item200 | 31 | Ltrs |  |  |  | Excess(+) | 1 | Full Conversion | INR | [8 empty] | 0 | 0 | 0 | [29 empty] | 0 | 0 | #VALUE!
176 | `F' Bracket with N&B | item201 | 61 | No. |  |  |  | Excess(+) | 1 | Full Conversion | INR | [8 empty] | 0 | 0 | 0 | [29 empty] | 0 | 0 | #VALUE!
177 | Cross arm holding Clamp with nuts & bolts | item202 | 61 | No. |  |  |  | Excess(+) | 1 | Full Conversion | INR | [8 empty] | 0 | 0 | 0 | [29 empty] | 0 | 0 | #VALUE!
178 | V-Type Cross arm for Line, 100x50x6 mm, GI | item203 | 61 | No. |  |  |  | Excess(+) | 1 | Full Conversion | INR | [8 empty] | 0 | 0 | 0 | [29 empty] | 0 | 0 | #VALUE!
179 | GI Top Channel 125x65mm, 3200 mm with clamp, bolts, nuts and washers | item205 | 46 | No. |  |  |  | Excess(+) | 1 | Full Conversion | INR | [8 empty] | 0 | 0 | 0 | [29 empty] | 0 | 0 | #VALUE!
180 | MS Earthing Rod of 20x2500 mm with 25X3 mm GI Strip | item206 | 46 | No. |  |  |  | Excess(+) | 1 | Full Conversion | INR | [8 empty] | 0 | 0 | 0 | [29 empty] | 0 | 0 | #VALUE!
181 | Dismantling of Old damaged HT Poles and transportation up to store | item207 | 61 | No. |  |  |  | Excess(+) | 1 | Full Conversion | INR | [8 empty] | 0 | 0 | 0 | [29 empty] | 0 | 0 | #VALUE!
182 | Foundation of Lattice structure including excavation, base padding, Pillar, Grouting with complete accessories. | item208 | 20 | Job. |  |  |  | Excess(+) | 1 | Full Conversion | INR | [8 empty] | 0 | 0 | 0 | [29 empty] | 0 | 0 | #VALUE!
183 | Replacement of old/damaged 9 mtr for LT Pole, long GI Steel Single Tubular Pole with all fitting material and accessories
184 | 9 mtr LT Pole, Single Tubular Pole | item210 | 224 | No. |  |  |  | Excess(+) | 1 | Full Conversion | INR | [8 empty] | 0 | 0 | 0 | [29 empty] | 0 | 0 | #VALUE!
185 | LT clamp with nut bolt | item211 | 672 | No. |  |  |  | Excess(+) | 1 | Full Conversion | INR | [8 empty] | 0 | 0 | 0 | [29 empty] | 0 | 0 | #VALUE!
186 | LT shackle insulator with nut bolt | item212 | 672 | No. |  |  |  | Excess(+) | 1 | Full Conversion | INR | [8 empty] | 0 | 0 | 0 | [29 empty] | 0 | 0 | #VALUE!
187 | Concreting of pole | item214 | 224 | No. |  |  |  | Excess(+) | 1 | Full Conversion | INR | [8 empty] | 0 | 0 | 0 | [29 empty] | 0 | 0 | #VALUE!
188 | Suspension clamp with nut bolt | item215 | 224 | No. |  |  |  | Excess(+) | 1 | Full Conversion | INR | [8 empty] | 0 | 0 | 0 | [29 empty] | 0 | 0 | #VALUE!
189 | MS Earthing Rod of 20x2500 mm with 6 Swg GI wire | item216 | 224 | No. |  |  |  | Excess(+) | 1 | Full Conversion | INR | [8 empty] | 0 | 0 | 0 | [29 empty] | 0 | 0 | #VALUE!
190 | Stay set with complete acessories | item217 | 224 | No. |  |  |  | Excess(+) | 1 | Full Conversion | INR | [8 empty] | 0 | 0 | 0 | [29 empty] | 0 | 0 | #VALUE!
191 | Dead end clamp with nut bolt | item218 | 224 | No. |  |  |  | Excess(+) | 1 | Full Conversion | INR | [8 empty] | 0 | 0 | 0 | [29 empty] | 0 | 0 | #VALUE!
192 | LTDB box with clamp | item219 | 224 | No. |  |  |  | Excess(+) | 1 | Full Conversion | INR | [8 empty] | 0 | 0 | 0 | [29 empty] | 0 | 0 | #VALUE!
193 | LT piercing connectors | item220 | 896 | No. |  |  |  | Excess(+) | 1 | Full Conversion | INR | [8 empty] | 0 | 0 | 0 | [29 empty] | 0 | 0 | #VALUE!
194 | Pole clamp with Nut bolt | item221 | 224 | No. |  |  |  | Excess(+) | 1 | Full Conversion | INR | [8 empty] | 0 | 0 | 0 | [29 empty] | 0 | 0 | #VALUE!
195 | Red Oxide Paint | item222 | 225 | Ltrs |  |  |  | Excess(+) | 1 | Full Conversion | INR | [8 empty] | 0 | 0 | 0 | [29 empty] | 0 | 0 | #VALUE!
196 | Aluminium Paint | item223 | 224 | Ltrs |  |  |  | Excess(+) | 1 | Full Conversion | INR | [8 empty] | 0 | 0 | 0 | [29 empty] | 0 | 0 | #VALUE!
197 | 1x35 mm2 XLPE insulated AL. cable for energising the distribution boxes/kiosks. | item224 | 896 | Mtr. |  |  |  | Excess(+) | 1 | Full Conversion | INR | [8 empty] | 0 | 0 | 0 | [29 empty] | 0 | 0 | #VALUE!
198 | Dismantling of Old damaged HT Poles and transportation up to store | item225 | 224 | Nos. |  |  |  | Excess(+) | 1 | Full Conversion | INR | [8 empty] | 0 | 0 | 0 | [29 empty] | 0 | 0 | #VALUE!
199 | Replacement of old/damaged 13 mtr, long GI Steel Single Tubular Pole with all fitting material and accessories
200 | Polymer Disc Insulator B&S type 70 KN | item227 | 135 | No |  |  |  | Excess(+) | 1 | Full Conversion | INR | [8 empty] | 0 | 0 | 0 | [29 empty] | 0 | 0 | #VALUE!
201 | Disc Fitting B&S type 70 KN | item228 | 135 | No. |  |  |  | Excess(+) | 1 | Full Conversion | INR | [8 empty] | 0 | 0 | 0 | [29 empty] | 0 | 0 | #VALUE!
202 | Composite Polymer Pin Insulator with Nut and washers | item229 | 135 | No. |  |  |  | Excess(+) | 1 | Full Conversion | INR | [8 empty] | 0 | 0 | 0 | [29 empty] | 0 | 0 | #VALUE!
203 | MS Danger Board with clamp, bolts & nuts | item230 | 45 | No. |  |  |  | Excess(+) | 1 | Full Conversion | INR | [8 empty] | 0 | 0 | 0 | [29 empty] | 0 | 0 | #VALUE!
204 | MS Number Plate for clamp with N&B | item231 | 45 | No. |  |  |  | Excess(+) | 1 | Full Conversion | INR | [8 empty] | 0 | 0 | 0 | [29 empty] | 0 | 0 | #VALUE!
205 | 33 KV Stay Set Set (G.I stray Rod 20*2100mm,stay wire 7/10 wire SWG ,Guy Insulator, stay clamp bolt ,nut & washer with concerte ) As Per TS | item232 | 45 | No. |  |  |  | Excess(+) | 1 | Full Conversion | INR | [8 empty] | 0 | 0 | 0 | [29 empty] | 0 | 0 | #VALUE!
206 | 13 Mtr. STP | item237 | 45 | No. |  |  |  | Excess(+) | 1 | Full Conversion | INR | [8 empty] | 0 | 0 | 0 | [29 empty] | 0 | 0 | #VALUE!
207 | Concreting of Pole/Support (0.44 cu.M.) | item238 | 45 | No. |  |  |  | Excess(+) | 1 | Full Conversion | INR | [8 empty] | 0 | 0 | 0 | [29 empty] | 0 | 0 | #VALUE!
208 | MS Earthing Rod of 20x2500 mm | item239 | 45 | No. |  |  |  | Excess(+) | 1 | Full Conversion | INR | [8 empty] | 0 | 0 | 0 | [29 empty] | 0 | 0 | #VALUE!
209 | G.I. Barbed Wire | item240 | 50 | Kg |  |  |  | Excess(+) | 1 | Full Conversion | INR | [8 empty] | 0 | 0 | 0 | [29 empty] | 0 | 0 | #VALUE!
210 | GI Wire 6 SWG | item241 | 5 | Kg |  |  |  | Excess(+) | 1 | Full Conversion | INR | [8 empty] | 0 | 0 | 0 | [29 empty] | 0 | 0 | #VALUE!
211 | Red Oxide Paint | item242 | 40 | Ltrs |  |  |  | Excess(+) | 1 | Full Conversion | INR | [8 empty] | 0 | 0 | 0 | [29 empty] | 0 | 0 | #VALUE!
212 | Aluminium Paint | item243 | 40 | Ltrs |  |  |  | Excess(+) | 1 | Full Conversion | INR | [8 empty] | 0 | 0 | 0 | [29 empty] | 0 | 0 | #VALUE!
213 | `F' Bracket with N&B | item244 | 45 | No. |  |  |  | Excess(+) | 1 | Full Conversion | INR | [8 empty] | 0 | 0 | 0 | [29 empty] | 0 | 0 | #VALUE!
214 | Cross arm holding Clamp with nuts & bolts | item245 | 45 | No. |  |  |  | Excess(+) | 1 | Full Conversion | INR | [8 empty] | 0 | 0 | 0 | [29 empty] | 0 | 0 | #VALUE!
215 | V-Type Cross arm for Line, 100x50x6 mm, GI | item246 | 45 | No. |  |  |  | Excess(+) | 1 | Full Conversion | INR | [8 empty] | 0 | 0 | 0 | [29 empty] | 0 | 0 | #VALUE!
216 | Dismantling of Old damaged HT Poles and transportation up to store | item247 | 45 | No. |  |  |  | Excess(+) | 1 | Full Conversion | INR | [8 empty] | 0 | 0 | 0 | [29 empty] | 0 | 0 | #VALUE!
217 | Replacement of old/damaged 13 mtr, long GI Steel Double Tubular Pole with all fitting material and accessories
218 | 13 m Lattice tower (un Galvanised) | item250 | 20 | No. |  |  |  | Excess(+) | 1 | Full Conversion | INR | [8 empty] | 0 | 0 | 0 | [29 empty] | 0 | 0 | #VALUE!
219 | Polymer Disc Insulator B&S type 70 KN | item251 | 180 | Nos. |  |  |  | Excess(+) | 1 | Full Conversion | INR | [8 empty] | 0 | 0 | 0 | [29 empty] | 0 | 0 | #VALUE!
220 | Disc Fitting B&S type 70 KN | item252 | 180 | Nos. |  |  |  | Excess(+) | 1 | Full Conversion | INR | [8 empty] | 0 | 0 | 0 | [29 empty] | 0 | 0 | #VALUE!
221 | Composite Polymer Pin Insulator with Nut and washers | item253 | 60 | Nos. |  |  |  | Excess(+) | 1 | Full Conversion | INR | [8 empty] | 0 | 0 | 0 | [29 empty] | 0 | 0 | #VALUE!
222 | MS Danger Board with clamp, bolts & nuts | item254 | 30 | Nos. |  |  |  | Excess(+) | 1 | Full Conversion | INR | [8 empty] | 0 | 0 | 0 | [29 empty] | 0 | 0 | #VALUE!
223 | MS Number Plate for clamp with N&B | item255 | 30 | Nos. |  |  |  | Excess(+) | 1 | Full Conversion | INR | [8 empty] | 0 | 0 | 0 | [29 empty] | 0 | 0 | #VALUE!
224 | 33 KV Stay Set Set (G.I stray Rod 20*2100mm,stay wire 7/10 wire SWG,Guy Insulator ,stay clamp bolt ,nut & washer with concerte ) As Per TS | item256 | 60 | Nos. |  |  |  | Excess(+) | 1 | Full Conversion | INR | [8 empty] | 0 | 0 | 0 | [29 empty] | 0 | 0 | #VALUE!
225 | 13 Mtr. STP | item261 | 20 | Nos. |  |  |  | Excess(+) | 1 | Full Conversion | INR | [8 empty] | 0 | 0 | 0 | [29 empty] | 0 | 0 | #VALUE!
226 | Concreting of Pole (0.64 Cu.M.) | item262 | 20 | Nos. |  |  |  | Excess(+) | 1 | Full Conversion | INR | [8 empty] | 0 | 0 | 0 | [29 empty] | 0 | 0 | #VALUE!
227 | MS Earthing Rod of 20x2500 mm | item263 | 80 | Nos. |  |  |  | Excess(+) | 1 | Full Conversion | INR | [8 empty] | 0 | 0 | 0 | [29 empty] | 0 | 0 | #VALUE!
228 | G.I. Barbed Wire | item264 | 80 | Kg |  |  |  | Excess(+) | 1 | Full Conversion | INR | [8 empty] | 0 | 0 | 0 | [29 empty] | 0 | 0 | #VALUE!
229 | GI Wire 6 SWG | item265 | 6 | Kg |  |  |  | Excess(+) | 1 | Full Conversion | INR | [8 empty] | 0 | 0 | 0 | [29 empty] | 0 | 0 | #VALUE!
230 | Red Oxide Paint | item266 | 40 | Ltrs |  |  |  | Excess(+) | 1 | Full Conversion | INR | [8 empty] | 0 | 0 | 0 | [29 empty] | 0 | 0 | #VALUE!
231 | Aluminium Paint | item267 | 20 | Ltrs |  |  |  | Excess(+) | 1 | Full Conversion | INR | [8 empty] | 0 | 0 | 0 | [29 empty] | 0 | 0 | #VALUE!
232 | 'E' Bracket with N&B | item268 | 60 | Nos. |  |  |  | Excess(+) | 1 | Full Conversion | INR | [8 empty] | 0 | 0 | 0 | [29 empty] | 0 | 0 | #VALUE!
233 | GI Top Channel 125x65mm, 3200 mm with clamp, bolts, nuts and washers | item270 | 20 | Nos. |  |  |  | Excess(+) | 1 | Full Conversion | INR | [8 empty] | 0 | 0 | 0 | [29 empty] | 0 | 0 | #VALUE!
234 | GI Angle 65x65x6mm, 4300 mm long bracing with 4 clamps, bolts, nuts and washers | item271 | 40 | Nos. |  |  |  | Excess(+) | 1 | Full Conversion | INR | [8 empty] | 0 | 0 | 0 | [29 empty] | 0 | 0 | #VALUE!
235 | Foundation of Lattice structure including excavation, base padding, Pillar, Grouting with complete accessories. | item272 | 20 | Job. |  |  |  | Excess(+) | 1 | Full Conversion | INR | [8 empty] | 0 | 0 | 0 | [29 empty] | 0 | 0 | #VALUE!
236 | Dismantling of Old damaged HT Poles and transportation up to store | item273 | 48 | Nos. |  |  |  | Excess(+) | 1 | Full Conversion | INR | [8 empty] | 0 | 0 | 0 | [29 empty] | 0 | 0 | #VALUE!
237 | SITC of LT Pillar box, Distribution boxes and fixing of existing/new 1 ph, 3ph meters (at consumer premises) for LT cable undergrounding work, service connections to existing/new consumers
238 | LT Distribution Pillar Box 400 A | item276 | 47 | Nos. |  |  |  | Excess(+) | 1 | Full Conversion | INR | [8 empty] | 0 | 0 | 0 | [29 empty] | 0 | 0 | #VALUE!
239 | LT Distribution box 200 A (for consumer distribution ) | item277 | 152 | Nos. |  |  |  | Excess(+) | 1 | Full Conversion | INR | [8 empty] | 0 | 0 | 0 | [29 empty] | 0 | 0 | #VALUE!
240 | MS Earthing Rod of 20x2500 mm with 25X3 mm GI Strip | item278 | 398 | Nos. |  |  |  | Excess(+) | 1 | Full Conversion | INR | [8 empty] | 0 | 0 | 0 | [29 empty] | 0 | 0 | #VALUE!
241 | Foundation for feeder pillar box | item279 | 199 | Nos. |  |  |  | Excess(+) | 1 | Full Conversion | INR | [8 empty] | 0 | 0 | 0 | [29 empty] | 0 | 0 | #VALUE!
242 | Installation of single phase meter with/without meter box (complete unit) at the premises of existing/new consumer with all accessories | item280 | 1150 | Nos. |  |  |  | Excess(+) | 1 | Full Conversion | INR | [8 empty] | 0 | 0 | 0 | [29 empty] | 0 | 0 | #VALUE!
243 | Installation of Three phase meter with/without meter box (complete unit) at the premises of existing/new consumer with all accessories | item281 | 610 | Nos. |  |  |  | Excess(+) | 1 | Full Conversion | INR | [8 empty] | 0 | 0 | 0 | [29 empty] | 0 | 0 | #VALUE!
244 | Supplying and laying of armoured 3.5 CX150 Sq.mm, 1.1 KV XLPE Cable for Undergrounding work of LT Overhead line road crossing .
245 | 3.5Cx150 mm2 XLPE Cable | item283 | 12700 | Mtr. |  |  |  | Excess(+) | 1 | Full Conversion | INR | [8 empty] | 0 | 0 | 0 | [29 empty] | 0 | 0 | #VALUE!
246 | Heat Shrinkable outdoor type termination kit suitable for XLPE 3.5Cx150 Sq.mm. cable size | item284 | 124 | Set |  |  |  | Excess(+) | 1 | Full Conversion | INR | [8 empty] | 0 | 0 | 0 | [29 empty] | 0 | 0 | #VALUE!
247 | HDPE Pipe for Cable laying (Pipe to be laid by HDD Method) (For Railway Crossing /Road Crossing) | item285 | 9680 | Mtr. |  |  |  | Excess(+) | 1 | Full Conversion | INR | [8 empty] | 0 | 0 | 0 | [29 empty] | 0 | 0 | #VALUE!
248 | Mounting of cable on Pole (including loop and riser) | item286 | 3020 | Mtr. |  |  |  | Excess(+) | 1 | Full Conversion | INR | [8 empty] | 0 | 0 | 0 | [29 empty] | 0 | 0 | #VALUE!
249 | Laying of armoured 3.5Cx150 sq. mm. 1.1 KV XLPE Cable underground in HDPE Pipe/ trenches/Riser | item287 | 9680 | Mtr. |  |  |  | Excess(+) | 1 | Full Conversion | INR | [8 empty] | 0 | 0 | 0 | [29 empty] | 0 | 0 | #VALUE!
250 | Cable Route Marker | item288 | 124 | Nos. |  |  |  | Excess(+) | 1 | Full Conversion | INR | [8 empty] | 0 | 0 | 0 | [29 empty] | 0 | 0 | #VALUE!
251 | MS Earthing Rod of 20x2500 mm with 25X3 mm GI Strip | item289 | 60 | Nos. |  |  |  | Excess(+) | 1 | Full Conversion | INR | [8 empty] | 0 | 0 | 0 | [29 empty] | 0 | 0 | #VALUE!
252 | SITC of Oil Type Transformer with Plinth and all fitting & accessories
253 | 11/0.40 kV 400KVA Transformer as Per TS | item291 | 4 | No. |  |  |  | Excess(+) | 1 | Full Conversion | INR | [8 empty] | 0 | 0 | 0 | [29 empty] | 0 | 0 | #VALUE!
254 | 11/0.40kV 250 KVA Transformer As Per TS | item292 | 4 | No. |  |  |  | Excess(+) | 1 | Full Conversion | INR | [8 empty] | 0 | 0 | 0 | [29 empty] | 0 | 0 | #VALUE!
255 | ST Pole 11 Mtr. IS 410 SP-55 | item293 | 16 | No |  |  |  | Excess(+) | 1 | Full Conversion | INR | [8 empty] | 0 | 0 | 0 | [29 empty] | 0 | 0 | #VALUE!
256 | Stone Pad (300x300x75mm) | item294 | 16 | No |  |  |  | Excess(+) | 1 | Full Conversion | INR | [8 empty] | 0 | 0 | 0 | [29 empty] | 0 | 0 | #VALUE!
257 | Concreting of Supports with Plinth (0.44 Cu.M. each) | item295 | 16 | No |  |  |  | Excess(+) | 1 | Full Conversion | INR | [8 empty] | 0 | 0 | 0 | [29 empty] | 0 | 0 | #VALUE!
258 | M.S. Top Channel 125x65 mm, 2240 mm (10.7kg/mt) with clamp, bolts, nuts and washers | item296 | 8 | No |  |  |  | Excess(+) | 1 | Full Conversion | INR | [8 empty] | 0 | 0 | 0 | [29 empty] | 0 | 0 | #VALUE!
259 | Copper L-Piece of size 400x50x6 mm for LT Bushing Rod of Transformer | item297 | 32 | No |  |  |  | Excess(+) | 1 | Full Conversion | INR | [8 empty] | 0 | 0 | 0 | [29 empty] | 0 | 0 | #VALUE!
260 | LT Aluminium unarmoured XLPE Cable 1X400 Sq.mm for I/C | item298 | 640 | Mtr. |  |  |  | Excess(+) | 1 | Full Conversion | INR | [8 empty] | 0 | 0 | 0 | [29 empty] | 0 | 0 | #VALUE!
261 | LT Aluminium Unarmoured XLPE Cable 1X50 Sq.mm for HT Jumpering | item299 | 240 | Mtr. |  |  |  | Excess(+) | 1 | Full Conversion | INR | [8 empty] | 0 | 0 | 0 | [29 empty] | 0 | 0 | #VALUE!
262 | LT Aluminium Unarmoured XLPE Cable 1X240 Sq.mm. | item300 | 1920 | Mtr. |  |  |  | Excess(+) | 1 | Full Conversion | INR | [8 empty] | 0 | 0 | 0 | [29 empty] | 0 | 0 | #VALUE!
263 | 11kV TPMO complete set with channel, clamps and Nuts & Bolts (As per Specification) | item301 | 8 | No |  |  |  | Excess(+) | 1 | Full Conversion | INR | [8 empty] | 0 | 0 | 0 | [29 empty] | 0 | 0 | #VALUE!
264 | 11kV DO Fuse Set (3 Phase) | item302 | 8 | No |  |  |  | Excess(+) | 1 | Full Conversion | INR | [8 empty] | 0 | 0 | 0 | [29 empty] | 0 | 0 | #VALUE!
265 | 11kV Lightening Arrestor | item303 | 24 | No |  |  |  | Excess(+) | 1 | Full Conversion | INR | [8 empty] | 0 | 0 | 0 | [29 empty] | 0 | 0 | #VALUE!
266 | M.S. Channel 100x50x2028mm (Dropper for fuse set) | item304 | 24 | No |  |  |  | Excess(+) | 1 | Full Conversion | INR | [8 empty] | 0 | 0 | 0 | [29 empty] | 0 | 0 | #VALUE!
267 | Holding Clamps for Top Channel TPMO & Fuse Set etc. with nuts & bolts | item305 | 64 | No |  |  |  | Excess(+) | 1 | Full Conversion | INR | [8 empty] | 0 | 0 | 0 | [29 empty] | 0 | 0 | #VALUE!
268 | Plinth of T/F with RCC Top of size 2x2x1.6 Mtr. Incl. 2 nos. MS Channel | item306 | 8 | No |  |  |  | Excess(+) | 1 | Full Conversion | INR | [8 empty] | 0 | 0 | 0 | [29 empty] | 0 | 0 | #VALUE!
269 | 11kV Polymer Disc Insulator T&C type 45 KN | item307 | 24 | Nos. |  |  |  | Excess(+) | 1 | Full Conversion | INR | [8 empty] | 0 | 0 | 0 | [29 empty] | 0 | 0 | #VALUE!
270 | Disc Fittings T&C type 45 KN | item308 | 24 | Nos. |  |  |  | Excess(+) | 1 | Full Conversion | INR | [8 empty] | 0 | 0 | 0 | [29 empty] | 0 | 0 | #VALUE!
271 | 11 KV Composite Polymer Pin Insulator with Nut and washers | item309 | 16 | Nos. |  |  |  | Excess(+) | 1 | Full Conversion | INR | [8 empty] | 0 | 0 | 0 | [29 empty] | 0 | 0 | #VALUE!
272 | G.I. Barbed Wire | item310 | 8 | Kg. |  |  |  | Excess(+) | 1 | Full Conversion | INR | [8 empty] | 0 | 0 | 0 | [29 empty] | 0 | 0 | #VALUE!
273 | 11kV MS Danger Board with clamp, bolts & nuts | item311 | 8 | Nos. |  |  |  | Excess(+) | 1 | Full Conversion | INR | [8 empty] | 0 | 0 | 0 | [29 empty] | 0 | 0 | #VALUE!
274 | 11kV/ LT Stay set complete (As per Annexure-9) | item312 | 32 | Nos. |  |  |  | Excess(+) | 1 | Full Conversion | INR | [8 empty] | 0 | 0 | 0 | [29 empty] | 0 | 0 | #VALUE!
275 | Earthing of Pole by MS Earthing Rod of 20x2500 mm. and 6 SWG earthing wire etc. | item313 | 16 | Nos. |  |  |  | Excess(+) | 1 | Full Conversion | INR | [8 empty] | 0 | 0 | 0 | [29 empty] | 0 | 0 | #VALUE!
276 | SMC LT Distribution Box with 4-Pole MCCB for DTR | item314 | 8 | No. |  |  |  | Excess(+) | 1 | Full Conversion | INR | [8 empty] | 0 | 0 | 0 | [29 empty] | 0 | 0 | #VALUE!
277 | Al. Crimping lugs 400 sq.mm. | item315 | 128 | No. |  |  |  | Excess(+) | 1 | Full Conversion | INR | [8 empty] | 0 | 0 | 0 | [29 empty] | 0 | 0 | #VALUE!
278 | Al. Crimping lugs 240 sq.mm. | item316 | 192 | No. |  |  |  | Excess(+) | 1 | Full Conversion | INR | [8 empty] | 0 | 0 | 0 | [29 empty] | 0 | 0 | #VALUE!
279 | Al. Crimping lugs 50 sq mm. | item317 | 24 | No. |  |  |  | Excess(+) | 1 | Full Conversion | INR | [8 empty] | 0 | 0 | 0 | [29 empty] | 0 | 0 | #VALUE!
280 | Aluminium Paint | item318 | 16 | Ltr |  |  |  | Excess(+) | 1 | Full Conversion | INR | [8 empty] | 0 | 0 | 0 | [29 empty] | 0 | 0 | #VALUE!
281 | Red Oxide Paint | item319 | 32 | Ltr |  |  |  | Excess(+) | 1 | Full Conversion | INR | [8 empty] | 0 | 0 | 0 | [29 empty] | 0 | 0 | #VALUE!
282 | Augmentation of 400 KVA Transformer through cable
283 | Transformer Structure Half 4 Pole (GI) | item321 | 2 | Set |  |  |  | Excess(+) | 1 | Full Conversion | INR | [8 empty] | 0 | 0 | 0 | [29 empty] | 0 | 0 | #VALUE!
284 | 11/0.40 kV 400KVA Transformer As Per TS | item322 | 1 | No. |  |  |  | Excess(+) | 1 | Full Conversion | INR | [8 empty] | 0 | 0 | 0 | [29 empty] | 0 | 0 | #VALUE!
285 | 11/0.40kV 250 KVA Transformer As Per TS | item323 | 1 | No. |  |  |  | Excess(+) | 1 | Full Conversion | INR | [8 empty] | 0 | 0 | 0 | [29 empty] | 0 | 0 | #VALUE!
286 | Structure Foundation | item324 | 2 | Nos. |  |  |  | Excess(+) | 1 | Full Conversion | INR | [8 empty] | 0 | 0 | 0 | [29 empty] | 0 | 0 | #VALUE!
287 | SITC of 11kV RMU (2LBS+ 1VCB) | item325 | 2 | Nos. |  |  |  | Excess(+) | 1 | Full Conversion | INR | [8 empty] | 0 | 0 | 0 | [29 empty] | 0 | 0 | #VALUE!
288 | LT Distribution Pillar Box 400 A with earthing and all accessories | item326 | 2 | Nos. |  |  |  | Excess(+) | 1 | Full Conversion | INR | [8 empty] | 0 | 0 | 0 | [29 empty] | 0 | 0 | #VALUE!
289 | Supply of 11 kV Armoured XLPE Cable of 3CX185 Sq.mm from transformer to RMU unit with spare. | item327 | 1 | Km |  |  |  | Excess(+) | 1 | Full Conversion | INR | [8 empty] | 0 | 0 | 0 | [29 empty] | 0 | 0 | #VALUE!
290 | LT incoming Panel with metering equipment & fixing arrangement (LS) | item328 | 2 | Nos. |  |  |  | Excess(+) | 1 | Full Conversion | INR | [8 empty] | 0 | 0 | 0 | [29 empty] | 0 | 0 | #VALUE!
291 | Coppper L-Piece 50x225x10 mm (LS) | item329 | 8 | Nos. |  |  |  | Excess(+) | 1 | Full Conversion | INR | [8 empty] | 0 | 0 | 0 | [29 empty] | 0 | 0 | #VALUE!
292 | Coppper L-Piece 62x225x12 mm (LS) | item330 | 8 | Mtr. |  |  |  | Excess(+) | 1 | Full Conversion | INR | [8 empty] | 0 | 0 | 0 | [29 empty] | 0 | 0 | #VALUE!
293 | LT PVC cable AI 3.5x400 Sq.mm | item331 | 100 | Mtr. |  |  |  | Excess(+) | 1 | Full Conversion | INR | [8 empty] | 0 | 0 | 0 | [29 empty] | 0 | 0 | #VALUE!
294 | LT PVC cable AI 1x400 Sq.mm | item332 | 30 | Nos. |  |  |  | Excess(+) | 1 | Full Conversion | INR | [8 empty] | 0 | 0 | 0 | [29 empty] | 0 | 0 | #VALUE!
295 | LT PVC cable AI 1x240 Sq.mm | item333 | 2 | Nos. |  |  |  | Excess(+) | 1 | Full Conversion | INR | [8 empty] | 0 | 0 | 0 | [29 empty] | 0 | 0 | #VALUE!
296 | 4 Core LT MCB with box (LS) | item334 | 2 | Nos. |  |  |  | Excess(+) | 1 | Full Conversion | INR | [8 empty] | 0 | 0 | 0 | [29 empty] | 0 | 0 | #VALUE!
297 | MS Danger board barbed wire including jumper | item335 | 2 | Nos. |  |  |  | Excess(+) | 1 | Full Conversion | INR | [8 empty] | 0 | 0 | 0 | [29 empty] | 0 | 0 | #VALUE!
298 | Earthing of Transformer by MS earthing rod of 20x2250 mm & 6SWG earthing wire etc. | item336 | 8 | Nos. |  |  |  | Excess(+) | 1 | Full Conversion | INR | [8 empty] | 0 | 0 | 0 | [29 empty] | 0 | 0 | #VALUE!
299 | 11/0.4 kV Substation Structure Set complete with RMU, Pillar box, HT and LT Cable (without Transformer)
300 | Transformer Structure Half 4 Pole (GI) | item338 | 2 | Set |  |  |  | Excess(+) | 1 | Full Conversion | INR | [8 empty] | 0 | 0 | 0 | [29 empty] | 0 | 0 | #VALUE!
301 | Structure Foundation | item339 | 2 | Nos. |  |  |  | Excess(+) | 1 | Full Conversion | INR | [8 empty] | 0 | 0 | 0 | [29 empty] | 0 | 0 | #VALUE!
302 | SITC of 11kV RMU (2LBS+ 1VCB) | item340 | 2 | Nos. |  |  |  | Excess(+) | 1 | Full Conversion | INR | [8 empty] | 0 | 0 | 0 | [29 empty] | 0 | 0 | #VALUE!
303 | LT Distribution Pillar Box 400 A with earthing and all accessories | item341 | 2 | Nos. |  |  |  | Excess(+) | 1 | Full Conversion | INR | [8 empty] | 0 | 0 | 0 | [29 empty] | 0 | 0 | #VALUE!
304 | Supply of 11 kV Armoured XLPE Cable of 3CX185 Sq.mm from transformer to RMU unit with spare. | item342 | 1 | Km |  |  |  | Excess(+) | 1 | Full Conversion | INR | [8 empty] | 0 | 0 | 0 | [29 empty] | 0 | 0 | #VALUE!
305 | LT incoming Panel with metering equipment & fixing arrangement (LS) | item343 | 1 | Nos. |  |  |  | Excess(+) | 1 | Full Conversion | INR | [8 empty] | 0 | 0 | 0 | [29 empty] | 0 | 0 | #VALUE!
306 | Coppper L-Piece 50x225x10 mm (LS) | item344 | 8 | Nos. |  |  |  | Excess(+) | 1 | Full Conversion | INR | [8 empty] | 0 | 0 | 0 | [29 empty] | 0 | 0 | #VALUE!
307 | Coppper L-Piece 62x225x12 mm (LS) | item345 | 8 | Mtr. |  |  |  | Excess(+) | 1 | Full Conversion | INR | [8 empty] | 0 | 0 | 0 | [29 empty] | 0 | 0 | #VALUE!
308 | LT PVC cable AI 3.5x400 Sq.mm | item346 | 30 | Mtr. |  |  |  | Excess(+) | 1 | Full Conversion | INR | [8 empty] | 0 | 0 | 0 | [29 empty] | 0 | 0 | #VALUE!
309 | 4 Core LT MCB with box (LS) | item347 | 2 | Nos. |  |  |  | Excess(+) | 1 | Full Conversion | INR | [8 empty] | 0 | 0 | 0 | [29 empty] | 0 | 0 | #VALUE!
310 | Danger board barbed wire including jumper | item348 | 2 | Nos. |  |  |  | Excess(+) | 1 | Full Conversion | INR | [8 empty] | 0 | 0 | 0 | [29 empty] | 0 | 0 | #VALUE!
311 | Earthing of Transformer by MS earthing rod of 20x2250 mm & 6SWG earthing wire etc. | item349 | 8 | Nos. |  |  |  | Excess(+) | 1 | Full Conversion | INR | [8 empty] | 0 | 0 | 0 | [29 empty] | 0 | 0 | #VALUE!
312 | SCADA Compatiable Ring Main Unit (2 Isolators + 1 Breaker)
313 | Ring Main Unit (2 Isolators + 1 Breaker) for 11kV feeder | item351 | 38 | Set |  |  |  | Excess(+) | 1 | Full Conversion | INR | [8 empty] | 0 | 0 | 0 | [29 empty] | 0 | 0 | #VALUE!
314 | Heat Shrinkable jointing kit suitable for 11 kV XLPE 3x185 Sq.mm. cable size (indoor / outdoor) | item352 | 346 | Nos. |  |  |  | Excess(+) | 1 | Full Conversion | INR | [8 empty] | 0 | 0 | 0 | [29 empty] | 0 | 0 | #VALUE!
315 | Foundation Structure for RMU for Cable Entry Etc.(Concrete 1:3:6) | item353 | 38 | Nos. |  |  |  | Excess(+) | 1 | Full Conversion | INR | [8 empty] | 0 | 0 | 0 | [29 empty] | 0 | 0 | #VALUE!
316 | Earthing of RMU by MS earthing rod of 20x2250 mm & 6SWG earthing wire etc. | item354 | 38 | Nos. |  |  |  | Excess(+) | 1 | Full Conversion | INR | [8 empty] | 0 | 0 | 0 | [29 empty] | 0 | 0 | #VALUE!
317 | SCADA Compatiable Ring Main Unit (1 Isolators)
318 | Ring Main Unit (1 Isolators) for 11kV feeder | item356 | 23 | Set |  |  |  | Excess(+) | 1 | Full Conversion | INR | [8 empty] | 0 | 0 | 0 | [29 empty] | 0 | 0 | #VALUE!
319 | Heat Shrinkable jointing kit suitable for 11 kV XLPE 3x185 Sq.mm. cable size (indoor / outdoor) | item357 | 46 | Nos. |  |  |  | Excess(+) | 1 | Full Conversion | INR | [8 empty] | 0 | 0 | 0 | [29 empty] | 0 | 0 | #VALUE!
320 | Foundation Structure for RMU for Cable Entry Etc.(Concrete 1:3:6) | item358 | 23 | No. |  |  |  | Excess(+) | 1 | Full Conversion | INR | [8 empty] | 0 | 0 | 0 | [29 empty] | 0 | 0 | #VALUE!
321 | Earthing of RMU by MS earthing rod of 20x2250 mm & 6SWG earthing wire etc. | item359 | 23 | Nos. |  |  |  | Excess(+) | 1 | Full Conversion | INR | [8 empty] | 0 | 0 | 0 | [29 empty] | 0 | 0 | #VALUE!
322 | Supply and laying of 33 kV, 3CX 120 Sq.mm, XLPE, armoured Cable Undergrounding work from 132 kV substation at kanth road to District Court and District hospital via PTC tiraha (single circuit cable)
323 | 33 KV Polymer Disc Insulator B&S type 70 KN | item361 | 24 | Nos. |  |  |  | Excess(+) | 1 | Full Conversion | INR | [8 empty] | 0 | 0 | 0 | [29 empty] | 0 | 0 | #VALUE!
324 | Disc Fitting B&S type 70 KN | item362 | 24 | Nos. |  |  |  | Excess(+) | 1 | Full Conversion | INR | [8 empty] | 0 | 0 | 0 | [29 empty] | 0 | 0 | #VALUE!
325 | 33 KV Composite Polymer Pin Insulator with Nut and washers | item363 | 24 | Nos. |  |  |  | Excess(+) | 1 | Full Conversion | INR | [8 empty] | 0 | 0 | 0 | [29 empty] | 0 | 0 | #VALUE!
326 | 33kV MS Danger board with clamp and N&B | item364 | 8 | Nos. |  |  |  | Excess(+) | 1 | Full Conversion | INR | [8 empty] | 0 | 0 | 0 | [29 empty] | 0 | 0 | #VALUE!
327 | 33kV SMC Number plate with clamp and N&B | item365 | 8 | Nos. |  |  |  | Excess(+) | 1 | Full Conversion | INR | [8 empty] | 0 | 0 | 0 | [29 empty] | 0 | 0 | #VALUE!
328 | 33 KV Stay Set Set (G.I stray Rod 20*2100mm,stay wire 7/10 wire SWG ,Guy Insulator, stay clamp bolt ,nut & washer with concerte ) As Per TS | item366 | 2 | Nos. |  |  |  | Excess(+) | 1 | Full Conversion | INR | [8 empty] | 0 | 0 | 0 | [29 empty] | 0 | 0 | #VALUE!
329 | P.G. Clamp for ACSR Dog/Raccoon | item371 | 6 | Nos. |  |  |  | Excess(+) | 1 | Full Conversion | INR | [8 empty] | 0 | 0 | 0 | [29 empty] | 0 | 0 | #VALUE!
330 | 13 Mtr. Lattice tower for Cable Riser (UnGalvanised) | item372 | 8 | Nos. |  |  |  | Excess(+) | 1 | Full Conversion | INR | [8 empty] | 0 | 0 | 0 | [29 empty] | 0 | 0 | #VALUE!
331 | Foundation of Lattice structure including excavation, base padding, Pillar, Grouting with complete accessories. | item373 | 8 | Job. |  |  |  | Excess(+) | 1 | Full Conversion | INR | [8 empty] | 0 | 0 | 0 | [29 empty] | 0 | 0 | #VALUE!
332 | MS Earthing Rod of 20x2500 mm with 25X3 mm GI Strip | item374 | 8 | Nos. |  |  |  | Excess(+) | 1 | Full Conversion | INR | [8 empty] | 0 | 0 | 0 | [29 empty] | 0 | 0 | #VALUE!
333 | Aluminium Binding Wire - 6 SWG | item375 | 15 | Kg |  |  |  | Excess(+) | 1 | Full Conversion | INR | [8 empty] | 0 | 0 | 0 | [29 empty] | 0 | 0 | #VALUE!
334 | HDPE Pipe 160 mm for cable riser | item376 | 96 | Mtr. |  |  |  | Excess(+) | 1 | Full Conversion | INR | [8 empty] | 0 | 0 | 0 | [29 empty] | 0 | 0 | #VALUE!
335 | GI Top Channel 125x65mm, 3200 mm with clamp, bolts, nuts and washers | item377 | 8 | Nos. |  |  |  | Excess(+) | 1 | Full Conversion | INR | [8 empty] | 0 | 0 | 0 | [29 empty] | 0 | 0 | #VALUE!
336 | 33kV 3x 120 mm2 XLPE Cable | item378 | 6500 | Mtr. |  |  |  | Excess(+) | 1 | Full Conversion | INR | [8 empty] | 0 | 0 | 0 | [29 empty] | 0 | 0 | #VALUE!
337 | Heat Shrinkable outdoor type termination kit suitable for 33kV XLPE 3x120 Sq. mm. cable size | item379 | 18 | Set |  |  |  | Excess(+) | 1 | Full Conversion | INR | [8 empty] | 0 | 0 | 0 | [29 empty] | 0 | 0 | #VALUE!
338 | Straight through Joint boxes suitable for H.T XLPE Cable of size 120 Sq.mm/3C for 33 KV | item380 | 24 | Set |  |  |  | Excess(+) | 1 | Full Conversion | INR | [8 empty] | 0 | 0 | 0 | [29 empty] | 0 | 0 | #VALUE!
339 | HDPE Pipe for Cable laying (Pipe to be laid by HDD Method) (For Road Crossing) | item381 | 500 | Mtr. |  |  |  | Excess(+) | 1 | Full Conversion | INR | [8 empty] | 0 | 0 | 0 | [29 empty] | 0 | 0 | #VALUE!
340 | Laying of 3x120 sq. mm. 33 KV XLPE Insulated Cable underground in HDPE Pipe or trenches ( For Road Crossing) | item382 | 600 | Mtr. |  |  |  | Excess(+) | 1 | Full Conversion | INR | [8 empty] | 0 | 0 | 0 | [29 empty] | 0 | 0 | #VALUE!
341 | Drilling & Laying of HT Underground Cable using HDD method without using HDPE Pipe | item383 | 5950 | Mtr. |  |  |  | Excess(+) | 1 | Full Conversion | INR | [8 empty] | 0 | 0 | 0 | [29 empty] | 0 | 0 | #VALUE!
342 | Mounting of cable on DP structure(including loop and riser) | item384 | 800 | Mtr. |  |  |  | Excess(+) | 1 | Full Conversion | INR | [8 empty] | 0 | 0 | 0 | [29 empty] | 0 | 0 | #VALUE!
343 | Cable Route Marker | item385 | 30 | Nos. |  |  |  | Excess(+) | 1 | Full Conversion | INR | [8 empty] | 0 | 0 | 0 | [29 empty] | 0 | 0 | #VALUE!
344 | Miscellaneous Activities
345 | Resagging & tightening of Dog/Raccon/Rabbit conductor | item387 | 10 | Km |  |  |  | Excess(+) | 1 | Full Conversion | INR | [8 empty] | 0 | 0 | 0 | [29 empty] | 0 | 0 | #VALUE!
346 | Resagging & tightening of LT ABC Cable 3x120+ 1x95 + 1x16 | item388 | 17 | Km |  |  |  | Excess(+) | 1 | Full Conversion | INR | [8 empty] | 0 | 0 | 0 | [29 empty] | 0 | 0 | #VALUE!
347 | Additional Items
348 | 11 KV V Cross Arm (100x50x6)mm | item390 | 150 | No. |  |  |  | Excess(+) | 1 | Full Conversion | INR | [8 empty] | 0 | 0 | 0 | [29 empty] | 0 | 0 | #VALUE!
349 | 33 KV V Cross Arm (100x50x6)mm | item391 | 100 | No. |  |  |  | Excess(+) | 1 | Full Conversion | INR | [8 empty] | 0 | 0 | 0 | [29 empty] | 0 | 0 | #VALUE!
350 | F-Bracket for 33 KV | item392 | 100 | No. |  |  |  | Excess(+) | 1 | Full Conversion | INR | [8 empty] | 0 | 0 | 0 | [29 empty] | 0 | 0 | #VALUE!
351 | F bracket for fitting top insulator with bolts & nuts for 11 KV | item393 | 150 | No. |  |  |  | Excess(+) | 1 | Full Conversion | INR | [8 empty] | 0 | 0 | 0 | [29 empty] | 0 | 0 | #VALUE!
352 | Complete Stay(G.I Stay rod 20x1800 mm , stay wire7/8 wire SWG 10 KG, stay clamp, bolt, nut & Washer with concerte grounting) | item394 | 200 | No. |  |  |  | Excess(+) | 1 | Full Conversion | INR | [8 empty] | 0 | 0 | 0 | [29 empty] | 0 | 0 | #VALUE!
353 | Bolts Nuts & Washers all sizes | item395 | 50 | Kg. |  |  |  | Excess(+) | 1 | Full Conversion | INR | [8 empty] | 0 | 0 | 0 | [29 empty] | 0 | 0 | #VALUE!
354 | Polymeric Disc Insulator 45 KN (B&S) | item396 | 200 | No. |  |  |  | Excess(+) | 1 | Full Conversion | INR | [8 empty] | 0 | 0 | 0 | [29 empty] | 0 | 0 | #VALUE!
355 | Polymeric 11 KV Pin Insulator | item397 | 600 | No. |  |  |  | Excess(+) | 1 | Full Conversion | INR | [8 empty] | 0 | 0 | 0 | [29 empty] | 0 | 0 | #VALUE!
356 | PG Clamp | item398 | 1000 | No. |  |  |  | Excess(+) | 1 | Full Conversion | INR | [8 empty] | 0 | 0 | 0 | [29 empty] | 0 | 0 | #VALUE!
357 | Red Oxide Paint for existing Poles | item399 | 500 | Ltr |  |  |  | Excess(+) | 1 | Full Conversion | INR | [8 empty] | 0 | 0 | 0 | [29 empty] | 0 | 0 | #VALUE!
358 | Aluminium paint for existing Poles | item400 | 500 | Ltr |  |  |  | Excess(+) | 1 | Full Conversion | INR | [8 empty] | 0 | 0 | 0 | [29 empty] | 0 | 0 | #VALUE!
359 | GI MS Channel/MS Angle/MS Flat of Various Sizes for cantilever, for foundation, for supports, for structures etc. | item401 | 2 | MT |  |  |  | Excess(+) | 1 | Full Conversion | INR | [8 empty] | 0 | 0 | 0 | [29 empty] | 0 | 0 | #VALUE!
360 | 400 kVA Mobile transformer with all cable and fixing arrangements for urgent services | item402 | 2 | No. |  |  |  | Excess(+) | 1 | Full Conversion | INR | [8 empty] | 0 | 0 | 0 | [29 empty] | 0 | 0 | #VALUE!
361 | SITC of SCADA Compatible RMUs
362 | Outdoor type 11 KV SF6 type extensible and motorized 5 way smart Ring Main Unit (RMU) complete with three VCB and two LBS with FPI along with FRTU & Modem (Modem should be double sim on 4G/5G) and with the provision of self powered supply through 1 kVA auxilliary power transformer 11/0.230 KV as per Nigam Specs along with other allied material like cable, ternination kits etc. to connect the same with system | item405 | 109 | Nos. |  |  |  | Excess(+) | 1 | Full Conversion | INR | [8 empty] | 0 | 0 | 0 | [29 empty] | 0 | 0 | #VALUE!
363 | Outdoor type 11 KV SF6 type extensible and motorized 3 way smart Ring Main Unit (RMU) complete with two VCB and two LBS with FPI along with FRTU & Modem (Modem should be double sim on 4G/5G) and with the provision of self powered supply through 1 kVA auxilliary power transformer 11/0.230 KV as per Nigam Specs along with other allied material like cable, ternination kits etc. to connect the same with system | item406 | 47 | Nos. |  |  |  | Excess(+) | 1 | Full Conversion | INR | [8 empty] | 0 | 0 | 0 | [29 empty] | 0 | 0 | #VALUE!
364 | FPI
365 | Communicable | item408 | 68 | set |  |  |  | Excess(+) | 1 | Full Conversion | INR | [8 empty] | 0 | 0 | 0 | [29 empty] | 0 | 0 | #VALUE!
366 | UG Cable from Pole top to RMU and from RMU to DTs
367 | Supply, laying of 11 kV XLPE, 3 C X 185 Sq.mm Cable insulated UG cable including provision for proper support to hold the cable at Pole DTR end till it reaches the ground level and laying under ground as per site condtion for connections of overhead conductor to RMU and as well as from RMU to Distribution Transformer complete in all respects as per specification | item410 | 20 | Kms |  |  |  | Excess(+) | 1 | Full Conversion | INR | [8 empty] | 0 | 0 | 0 | [29 empty] | 0 | 0 | #VALUE!
368 | Control/power cable for RTUs from outdoor switchgear,if any at S/S and numerical relays
369 | Control Cable armoured (1 sq mm for Control and Monitoring element wiring) (as required) with miscellaneous consumables items for e.g. connectors, thimbles etc (30 mtr per DSS) | item412 | 1 | Kms |  |  |  | Excess(+) | 1 | Full Conversion | INR | [8 empty] | 0 | 0 | 0 | [29 empty] | 0 | 0 | #VALUE!
370 | Control Cable armoured (2.5 sq mm for CT & PT wiring) (as required) with miscellaneous consumables items for e.g. connectors, thimbles etc (30 mtr per DSS) | item413 | 1 | Kms |  |  |  | Excess(+) | 1 | Full Conversion | INR | [8 empty] | 0 | 0 | 0 | [29 empty] | 0 | 0 | #VALUE!
371 | Numerical Relay | item414 | 13 | Nos |  |  |  | Excess(+) | 1 | Full Conversion | INR | [8 empty] | 0 | 0 | 0 | [29 empty] | 0 | 0 | #VALUE!
372 | 11 kV Indoor Switchgear Panel Complete in all respects as per speciication and direction of Employer/PMC.
373 | Simplex Cubicle Switchgear Panel for Transformer Incomer complete in all respects as per specification and direction of Employer/PMC. | item416 | 3 | Nos |  |  |  | Excess(+) | 1 | Full Conversion | INR | [8 empty] | 0 | 0 | 0 | [29 empty] | 0 | 0 | #VALUE!
374 | Simplex Cubicle Switchgear Panel for outgoing line complete in all respects as per specification and direction of Employer/PMC. | item417 | 9 | Nos |  |  |  | Excess(+) | 1 | Full Conversion | INR | [8 empty] | 0 | 0 | 0 | [29 empty] | 0 | 0 | #VALUE!
375 | Simplex Cubicle Switchgear Panel for Bus coupler complete in all respects as per specification and direction of Employer/PMC. | item418 | 1 | Nos |  |  |  | Excess(+) | 1 | Full Conversion | INR | [8 empty] | 0 | 0 | 0 | [29 empty] | 0 | 0 | #VALUE!
376 | Bus VT PT1 and PT2 for measauring panels Complete in all respects | item419 | 3 | Nos |  |  |  | Excess(+) | 1 | Full Conversion | INR | [8 empty] | 0 | 0 | 0 | [29 empty] | 0 | 0 | #VALUE!
377 | Spares | item420 | 1 | LS |  |  |  | Excess(+) | 1 | Full Conversion | INR | [8 empty] | 0 | 0 | 0 | [29 empty] | 0 | 0 | #VALUE!
378 | Simplex Control and Relay Panel for HV Side of 33/11 kV Transformer at Taxistand Substation complete in all respects as per specification and direction of Employer/PMC.
379 | Auxiliary Power Supply ; Main Equipments - Control centre
380 | UPS with suitable rating running in parallel redundant mode* with VRLA type Battery banks for above UPS for minimum 30 min. backup duration | item423 | 1 | Set |  |  |  | Excess(+) | 1 | Full Conversion | INR | [8 empty] | 0 | 0 | 0 | [29 empty] | 0 | 0 | #VALUE!
381 | For RTU / Data Concentrator / Communication Eqpts.
382 | DC Power Supply (DCPS) system based on SMPS and Battery bank for above DCPS (VRLA Type) for minimum 4 hrs backup | item427 | 10 | Nos |  |  |  | Excess(+) | 1 | Full Conversion | INR | [8 empty] | 0 | 0 | 0 | [29 empty] | 0 | 0 | #VALUE!
383 | For FRTU
384 | 48V DC Power Supply (DCPS) system based on SMPS and Battery bank for above DCPS (VRLA Type) for minimum 4 hrs backup | item429 | 156 | Nos |  |  |  | Excess(+) | 1 | Full Conversion | INR | [8 empty] | 0 | 0 | 0 | [29 empty] | 0 | 0 | #VALUE!
385 | Spares | item430 | 1 | LS |  |  |  | Excess(+) | 1 | Full Conversion | INR | [8 empty] | 0 | 0 | 0 | [29 empty] | 0 | 0 | #VALUE!
386 | Communication System - MPLS
387 | 6 Core FO Cable including Laying as per Nigam Specs along with other allied material like ties, joint boxes etc to connect the same with system | item432 | 35 | Kms |  |  |  | Excess(+) | 1 | Full Conversion | INR | [8 empty] | 0 | 0 | 0 | [29 empty] | 0 | 0 | #VALUE!
388 | Fibre Optic Teremination System complete in all respects as per Nigam Specs | item433 | 1 | Lot |  |  |  | Excess(+) | 1 | Full Conversion | INR | [8 empty] | 0 | 0 | 0 | [29 empty] | 0 | 0 | #VALUE!
389 | MPLS Router | item434 | 10 | Nos |  |  |  | Excess(+) | 1 | Full Conversion | INR | [8 empty] | 0 | 0 | 0 | [29 empty] | 0 | 0 | #VALUE!
390 | GPRS
391 | Annual charges for 2MBps Links with FRTUs /FPI for two years | item437 | 224 | No. |  |  |  | Excess(+) | 1 | Full Conversion | INR | [8 empty] | 0 | 0 | 0 | [29 empty] | 0 | 0 | #VALUE!
392 | Modems | item438 | 224 | No. |  |  |  | Excess(+) | 1 | Full Conversion | INR | [8 empty] | 0 | 0 | 0 | [29 empty] | 0 | 0 | #VALUE!
393 | Spares | item440 | 1 | LS |  |  |  | Excess(+) | 1 | Full Conversion | INR | [8 empty] | 0 | 0 | 0 | [29 empty] | 0 | 0 | #VALUE!
394 | RTUs
395 | RTU base equipment comprising panels, racks, sub-racks, Power Supply modules, CPU, interfacing equipment, required converters & all other required items/accessories including complete wiring for all modules. | item442 | 10 | Set |  |  |  | Excess(+) | 1 | Full Conversion | INR | [8 empty] | 0 | 0 | 0 | [29 empty] | 0 | 0 | #VALUE!
396 | Multifunctuions transducers | item443 | 131 | No. |  |  |  | Excess(+) | 1 | Full Conversion | INR | [8 empty] | 0 | 0 | 0 | [29 empty] | 0 | 0 | #VALUE!
397 | Contact Multiplying Relays (CMRs) | item444 | 2192 | No. |  |  |  | Excess(+) | 1 | Full Conversion | INR | [8 empty] | 0 | 0 | 0 | [29 empty] | 0 | 0 | #VALUE!
398 | Heavy duty relays for Control | item445 | 282 | No. |  |  |  | Excess(+) | 1 | Full Conversion | INR | [8 empty] | 0 | 0 | 0 | [29 empty] | 0 | 0 | #VALUE!
399 | Dummy Breaker Latching Relays | item446 | 10 | No. |  |  |  | Excess(+) | 1 | Full Conversion | INR | [8 empty] | 0 | 0 | 0 | [29 empty] | 0 | 0 | #VALUE!
400 | Transformer Transducers | item447 | 82 | No. |  |  |  | Excess(+) | 1 | Full Conversion | INR | [8 empty] | 0 | 0 | 0 | [29 empty] | 0 | 0 | #VALUE!
401 | Single TFT PC for LDMS | item448 | 5 | No |  |  |  | Excess(+) | 1 | Full Conversion | INR | [8 empty] | 0 | 0 | 0 | [29 empty] | 0 | 0 | #VALUE!
402 | Serial Communication Cable (2 Pair armoured with steel Conduit) to Integrate existing Relay or MFM (100 mtr per PSS). | item449 | 1 | Km. |  |  |  | Excess(+) | 1 | Full Conversion | INR | [8 empty] | 0 | 0 | 0 | [29 empty] | 0 | 0 | #VALUE!
403 | Ethernet CAT6 Cable with steel Conduit to Integrate existing Relay, BCU, BPU & BCPU (100mtr per PSS) with miscellaneous consumables items like RJ 45 connectors & patch code etc. | item450 | 1 | Km. |  |  |  | Excess(+) | 1 | Full Conversion | INR | [8 empty] | 0 | 0 | 0 | [29 empty] | 0 | 0 | #VALUE!
404 | Software for LDMS
405 | LDMS software | item452 | 10 | No. |  |  |  | Excess(+) | 1 | Full Conversion | INR | [8 empty] | 0 | 0 | 0 | [29 empty] | 0 | 0 | #VALUE!
406 | TEST EQUIPMENTS for RTU
407 | RTU Database Configuration & Maintenance Software tool | item455 | 1 | No. |  |  |  | Excess(+) | 1 | Full Conversion | INR | [8 empty] | 0 | 0 | 0 | [29 empty] | 0 | 0 | #VALUE!
408 | Master Station cum RTU Simulator & Protocol analyser software tool | item456 | 1 | No. |  |  |  | Excess(+) | 1 | Full Conversion | INR | [8 empty] | 0 | 0 | 0 | [29 empty] | 0 | 0 | #VALUE!
409 | Laptop PC for above software tools along with interfacing hardware including Hub | item457 | 1 | No. |  |  |  | Excess(+) | 1 | Full Conversion | INR | [8 empty] | 0 | 0 | 0 | [29 empty] | 0 | 0 | #VALUE!
410 | Mandatory Spare | item458 | 1 | LS |  |  |  | Excess(+) | 1 | Full Conversion | INR | [8 empty] | 0 | 0 | 0 | [29 empty] | 0 | 0 | #VALUE!
411 | FRTUs
412 | Mini pole mounted FRTU base equipment along with enclosure suitable to work in open environment (Adequate protection from water & dust) , racks, sub-racks, Power Supply modules with power backup , I/o modules, CPU, interfacing equipment, required converters & all other required items/accessories including complete wiring for all modules | item460 | 156 | No. |  |  |  | Excess(+) | 1 | Full Conversion | INR | [8 empty] | 0 | 0 | 0 | [29 empty] | 0 | 0 | #VALUE!
413 | Contact Multiplying Relays (CMRs) | item461 | 6512 | No. |  |  |  | Excess(+) | 1 | Full Conversion | INR | [8 empty] | 0 | 0 | 0 | [29 empty] | 0 | 0 | #VALUE!
414 | Heavy duty relays for Control | item462 | 3668 | No. |  |  |  | Excess(+) | 1 | Full Conversion | INR | [8 empty] | 0 | 0 | 0 | [29 empty] | 0 | 0 | #VALUE!
415 | Multifunction trnasducer | item463 | 449 | No. |  |  |  | Excess(+) | 1 | Full Conversion | INR | [8 empty] | 0 | 0 | 0 | [29 empty] | 0 | 0 | #VALUE!
416 | Test Equipments for FRTU
417 | FRTU Database Configuration & Maintenance Software tool | item466 | 2 | No. |  |  |  | Excess(+) | 1 | Full Conversion | INR | [8 empty] | 0 | 0 | 0 | [29 empty] | 0 | 0 | #VALUE!
418 | Master Station cum FRTU Simulator & Protocol analyser software tool | item467 | 2 | No. |  |  |  | Excess(+) | 1 | Full Conversion | INR | [8 empty] | 0 | 0 | 0 | [29 empty] | 0 | 0 | #VALUE!
419 | Laptop PC for above software tools along with interfacing hardware including Hub | item468 | 2 | No. |  |  |  | Excess(+) | 1 | Full Conversion | INR | [8 empty] | 0 | 0 | 0 | [29 empty] | 0 | 0 | #VALUE!
420 | Spares | item469 | 1 | LS |  |  |  | Excess(+) | 1 | Full Conversion | INR | [8 empty] | 0 | 0 | 0 | [29 empty] | 0 | 0 | #VALUE!
421 | Software for Control Centre
422 | SCADA software | item504 | 2 | Lot |  |  |  | Excess(+) | 1 | Full Conversion | INR | [8 empty] | 0 | 0 | 0 | [29 empty] | 0 | 0 | #VALUE!
423 | ISR Software | item505 | 2 | Lot |  |  |  | Excess(+) | 1 | Full Conversion | INR | [8 empty] | 0 | 0 | 0 | [29 empty] | 0 | 0 | #VALUE!
424 | DMS software | item506 | 2 | Lot |  |  |  | Excess(+) | 1 | Full Conversion | INR | [8 empty] | 0 | 0 | 0 | [29 empty] | 0 | 0 | #VALUE!
425 | DTS software | item508 | 2 | Lot |  |  |  | Excess(+) | 1 | Full Conversion | INR | [8 empty] | 0 | 0 | 0 | [29 empty] | 0 | 0 | #VALUE!
426 | Developmental software | item509 | 1 | Lot |  |  |  | Excess(+) | 1 | Full Conversion | INR | [8 empty] | 0 | 0 | 0 | [29 empty] | 0 | 0 | #VALUE!
427 | Network Management Software | item510 | 2 | Lot |  |  |  | Excess(+) | 1 | Full Conversion | INR | [8 empty] | 0 | 0 | 0 | [29 empty] | 0 | 0 | #VALUE!
428 | GIS Adaptor/Engine for importing data from GIS system under IT system | item512 | 2 | Lot |  |  |  | Excess(+) | 1 | Full Conversion | INR | [8 empty] | 0 | 0 | 0 | [29 empty] | 0 | 0 | #VALUE!
429 | Backup Software - compatible to proposed Architecture | item514 | 1 | Lot |  |  |  | Excess(+) | 1 | Full Conversion | INR | [8 empty] | 0 | 0 | 0 | [29 empty] | 0 | 0 | #VALUE!
430 | Spares | item515 | 1 | LS |  |  |  | Excess(+) | 1 | Full Conversion | INR | [8 empty] | 0 | 0 | 0 | [29 empty] | 0 | 0 | #VALUE!
431 | SCADA/DMS control centre-Server/ workstation Hardware
432 | SCADA Server | item517 | 2 | No. |  |  |  | Excess(+) | 1 | Full Conversion | INR | [8 empty] | 0 | 0 | 0 | [29 empty] | 0 | 0 | #VALUE!
433 | DMS Server | item518 | 2 | No. |  |  |  | Excess(+) | 1 | Full Conversion | INR | [8 empty] | 0 | 0 | 0 | [29 empty] | 0 | 0 | #VALUE!
434 | FEP server with interface switches | item520 | 2 | No. |  |  |  | Excess(+) | 1 | Full Conversion | INR | [8 empty] | 0 | 0 | 0 | [29 empty] | 0 | 0 | #VALUE!
435 | ISR server | item521 | 2 | No. |  |  |  | Excess(+) | 1 | Full Conversion | INR | [8 empty] | 0 | 0 | 0 | [29 empty] | 0 | 0 | #VALUE!
436 | NMS server | item522 | 2 | No. |  |  |  | Excess(+) | 1 | Full Conversion | INR | [8 empty] | 0 | 0 | 0 | [29 empty] | 0 | 0 | #VALUE!
437 | DTS server | item523 | 1 | No. |  |  |  | Excess(+) | 1 | Full Conversion | INR | [8 empty] | 0 | 0 | 0 | [29 empty] | 0 | 0 | #VALUE!
438 | Developmental server | item524 | 1 | No. |  |  |  | Excess(+) | 1 | Full Conversion | INR | [8 empty] | 0 | 0 | 0 | [29 empty] | 0 | 0 | #VALUE!
439 | Commnuication Server | item525 | 2 | No. |  |  |  | Excess(+) | 1 | Full Conversion | INR | [8 empty] | 0 | 0 | 0 | [29 empty] | 0 | 0 | #VALUE!
440 | Web/Directory server | item526 | 2 | No. |  |  |  | Excess(+) | 1 | Full Conversion | INR | [8 empty] | 0 | 0 | 0 | [29 empty] | 0 | 0 | #VALUE!
441 | SMS gaterway | item527 | 2 | No. |  |  |  | Excess(+) | 1 | Full Conversion | INR | [8 empty] | 0 | 0 | 0 | [29 empty] | 0 | 0 | #VALUE!
442 | Workstation with dual TFT Monitors ( S/S monitoring) | item528 | 2 | No. |  |  |  | Excess(+) | 1 | Full Conversion | INR | [8 empty] | 0 | 0 | 0 | [29 empty] | 0 | 0 | #VALUE!
443 | Workstation with dual TFT Monitors (Network monitoring) | item529 | 2 | No. |  |  |  | Excess(+) | 1 | Full Conversion | INR | [8 empty] | 0 | 0 | 0 | [29 empty] | 0 | 0 | #VALUE!
444 | Remote VDUs with one TFT Monitors | item530 | 10 | No. |  |  |  | Excess(+) | 1 | Full Conversion | INR | [8 empty] | 0 | 0 | 0 | [29 empty] | 0 | 0 | #VALUE!
445 | Developmental console with one TFT | item531 | 5 | No. |  |  |  | Excess(+) | 1 | Full Conversion | INR | [8 empty] | 0 | 0 | 0 | [29 empty] | 0 | 0 | #VALUE!
446 | DTS/Workstation Console with dual TFTs | item532 | 2 | No. |  |  |  | Excess(+) | 1 | Full Conversion | INR | [8 empty] | 0 | 0 | 0 | [29 empty] | 0 | 0 | #VALUE!
447 | DLP/ LED based Video Projection system with 3x4 Module configuration with each module at least 67" diagonal with common projector | item533 | 1 | No. |  |  |  | Excess(+) | 1 | Full Conversion | INR | [8 empty] | 0 | 0 | 0 | [29 empty] | 0 | 0 | #VALUE!
448 | Storage & Backup Devices
449 | External RAID Mass storage device ( for 24 months online backup) | item535 | 2 | No. |  |  |  | Excess(+) | 1 | Full Conversion | INR | [8 empty] | 0 | 0 | 0 | [29 empty] | 0 | 0 | #VALUE!
450 | Switches
451 | Layer II switch (SCADA/DMS LAN) | item537 | 6 | No. |  |  |  | Excess(+) | 1 | Full Conversion | INR | [8 empty] | 0 | 0 | 0 | [29 empty] | 0 | 0 | #VALUE!
452 | Layer II switch ( Planning & Development system LAN) | item538 | 6 | No. |  |  |  | Excess(+) | 1 | Full Conversion | INR | [8 empty] | 0 | 0 | 0 | [29 empty] | 0 | 0 | #VALUE!
453 | Security system (DMZ)
454 | Firewall & network IDS/IPS | item542 | 10 | No. |  |  |  | Excess(+) | 1 | Full Conversion | INR | [8 empty] | 0 | 0 | 0 | [29 empty] | 0 | 0 | #VALUE!
455 | Layer II Switch | item543 | 13 | No. |  |  |  | Excess(+) | 1 | Full Conversion | INR | [8 empty] | 0 | 0 | 0 | [29 empty] | 0 | 0 | #VALUE!
456 | Other Active Devices
457 | GPS Time synchronisation system | item545 | 2 | Set |  |  |  | Excess(+) | 1 | Full Conversion | INR | [8 empty] | 0 | 0 | 0 | [29 empty] | 0 | 0 | #VALUE!
458 | Time, day & date digital displays | item546 | 1 | Set |  |  |  | Excess(+) | 1 | Full Conversion | INR | [8 empty] | 0 | 0 | 0 | [29 empty] | 0 | 0 | #VALUE!
459 | Printers
460 | Color inkjet printer | item548 | 2 | Set |  |  |  | Excess(+) | 1 | Full Conversion | INR | [8 empty] | 0 | 0 | 0 | [29 empty] | 0 | 0 | #VALUE!
461 | B/W Laser printer | item549 | 2 | Set |  |  |  | Excess(+) | 1 | Full Conversion | INR | [8 empty] | 0 | 0 | 0 | [29 empty] | 0 | 0 | #VALUE!
462 | Software for Control Centre
463 | Facility Managament Services for 2 Years after GO-LIVE | item562 | 1 | Lot |  |  |  | Excess(+) | 1 | Full Conversion | INR | [8 empty] | 0 | 0 | 0 | [29 empty] | 0 | 0 | #VALUE! | 2 | Construction of chamber for 100mm sluices valve | item3 | 10 | Nos
Total in Figures | [51 empty] | 0 | 0 | #VALUE! | 4 | Construction of chamber for 100mm sluice plates | item5 | 10 | Nos
Quoted Rate in Figures |  |  |  | Select | [7 empty] | % | [39 empty] | 0 | 0 | #VALUE!
Quoted Rate in Words |  | #VALUE!
Note on K13: gepadmin: 1. If you choose "Full Conversion" then Column BA (AMOUNT) and Column BB (TAXES) BOTH values will be convert based on selected Currency in (Column L). 2. If you choose "Partial Conversion" then Column BA (AMOUNT) only will be converted based on selected currency (Column L) and Column BB (TAXES) value (INR) will be added to the converted values.
Note on K14: gepadmin: 1. If you choose "Full Conversion" then Column BA (AMOUNT) and Column BB (TAXES) BOTH values will be convert based on selected Currency in (Column L). 2. If you choose "Partial Conversion" then Column BA (AMOUNT) only will be converted based on selected currency (Column L) and Column BB (TAXES) value (INR) will be added to the converted values.
Note on K15: gepadmin: 1. If you choose "Full Conversion" then Column BA (AMOUNT) and Column BB (TAXES) BOTH values will be convert based on selected Currency in (Column L). 2. If you choose "Partial Conversion" then Column BA (AMOUNT) only will be converted based on selected currency (Column L) and Column BB (TAXES) value (INR) will be added to the converted values.
Note on K16: gepadmin: 1. If you choose "Full Conversion" then Column BA (AMOUNT) and Column BB (TAXES) BOTH values will be convert based on selected Currency in (Column L). 2. If you choose "Partial Conversion" then Column BA (AMOUNT) only will be converted based on selected currency (Column L) and Column BB (TAXES) value (INR) will be added to the converted values.
Note on K17: gepadmin: 1. If you choose "Full Conversion" then Column BA (AMOUNT) and Column BB (TAXES) BOTH values will be convert based on selected Currency in (Column L). 2. If you choose "Partial Conversion" then Column BA (AMOUNT) only will be converted based on selected currency (Column L) and Column BB (TAXES) value (INR) will be added to the converted values.
Note on K18: gepadmin: 1. If you choose "Full Conversion" then Column BA (AMOUNT) and Column BB (TAXES) BOTH values will be convert based on selected Currency in (Column L). 2. If you choose "Partial Conversion" then Column BA (AMOUNT) only will be converted based on selected currency (Column L) and Column BB (TAXES) value (INR) will be added to the converted values.
Note on K19: gepadmin: 1. If you choose "Full Conversion" then Column BA (AMOUNT) and Column BB (TAXES) BOTH values will be convert based on selected Currency in (Column L). 2. If you choose "Partial Conversion" then Column BA (AMOUNT) only will be converted based on selected currency (Column L) and Column BB (TAXES) value (INR) will be added to the converted values.
Note on K20: gepadmin: 1. If you choose "Full Conversion" then Column BA (AMOUNT) and Column BB (TAXES) BOTH values will be convert based on selected Currency in (Column L). 2. If you choose "Partial Conversion" then Column BA (AMOUNT) only will be converted based on selected currency (Column L) and Column BB (TAXES) value (INR) will be added to the converted values.
Note on K21: gepadmin: 1. If you choose "Full Conversion" then Column BA (AMOUNT) and Column BB (TAXES) BOTH values will be convert based on selected Currency in (Column L). 2. If you choose "Partial Conversion" then Column BA (AMOUNT) only will be converted based on selected currency (Column L) and Column BB (TAXES) value (INR) will be added to the converted values.
Note on K22: gepadmin: 1. If you choose "Full Conversion" then Column BA (AMOUNT) and Column BB (TAXES) BOTH values will be convert based on selected Currency in (Column L). 2. If you choose "Partial Conversion" then Column BA (AMOUNT) only will be converted based on selected currency (Column L) and Column BB (TAXES) value (INR) will be added to the converted values.
Note on K23: gepadmin: 1. If you choose "Full Conversion" then Column BA (AMOUNT) and Column BB (TAXES) BOTH values will be convert based on selected Currency in (Column L). 2. If you choose "Partial Conversion" then Column BA (AMOUNT) only will be converted based on selected currency (Column L) and Column BB (TAXES) value (INR) will be added to the converted values.
Note on K24: gepadmin: 1. If you choose "Full Conversion" then Column BA (AMOUNT) and Column BB (TAXES) BOTH values will be convert based on selected Currency in (Column L). 2. If you choose "Partial Conversion" then Column BA (AMOUNT) only will be converted based on selected currency (Column L) and Column BB (TAXES) value (INR) will be added to the converted values.
Note on K25: gepadmin: 1. If you choose "Full Conversion" then Column BA (AMOUNT) and Column BB (TAXES) BOTH values will be convert based on selected Currency in (Column L). 2. If you choose "Partial Conversion" then Column BA (AMOUNT) only will be converted based on selected currency (Column L) and Column BB (TAXES) value (INR) will be added to the converted values.
Note on K26: gepadmin: 1. If you choose "Full Conversion" then Column BA (AMOUNT) and Column BB (TAXES) BOTH values will be convert based on selected Currency in (Column L). 2. If you choose "Partial Conversion" then Column BA (AMOUNT) only will be converted based on selected currency (Column L) and Column BB (TAXES) value (INR) will be added to the converted values.
Note on K27: gepadmin: 1. If you choose "Full Conversion" then Column BA (AMOUNT) and Column BB (TAXES) BOTH values will be convert based on selected Currency in (Column L). 2. If you choose "Partial Conversion" then Column BA (AMOUNT) only will be converted based on selected currency (Column L) and Column BB (TAXES) value (INR) will be added to the converted values.
Note on K28: gepadmin: 1. If you choose "Full Conversion" then Column BA (AMOUNT) and Column BB (TAXES) BOTH values will be convert based on selected Currency in (Column L). 2. If you choose "Partial Conversion" then Column BA (AMOUNT) only will be converted based on selected currency (Column L) and Column BB (TAXES) value (INR) will be added to the converted values.
Note on K29: gepadmin: 1. If you choose "Full Conversion" then Column BA (AMOUNT) and Column BB (TAXES) BOTH values will be convert based on selected Currency in (Column L). 2. If you choose "Partial Conversion" then Column BA (AMOUNT) only will be converted based on selected currency (Column L) and Column BB (TAXES) value (INR) will be added to the converted values.
Note on K30: gepadmin: 1. If you choose "Full Conversion" then Column BA (AMOUNT) and Column BB (TAXES) BOTH values will be convert based on selected Currency in (Column L). 2. If you choose "Partial Conversion" then Column BA (AMOUNT) only will be converted based on selected currency (Column L) and Column BB (TAXES) value (INR) will be added to the converted values.
Note on K31: gepadmin: 1. If you choose "Full Conversion" then Column BA (AMOUNT) and Column BB (TAXES) BOTH values will be convert based on selected Currency in (Column L). 2. If you choose "Partial Conversion" then Column BA (AMOUNT) only will be converted based on selected currency (Column L) and Column BB (TAXES) value (INR) will be added to the converted values.
Note on K32: gepadmin: 1. If you choose "Full Conversion" then Column BA (AMOUNT) and Column BB (TAXES) BOTH values will be convert based on selected Currency in (Column L). 2. If you choose "Partial Conversion" then Column BA (AMOUNT) only will be converted based on selected currency (Column L) and Column BB (TAXES) value (INR) will be added to the converted values.
Note on K33: gepadmin: 1. If you choose "Full Conversion" then Column BA (AMOUNT) and Column BB (TAXES) BOTH values will be convert based on selected Currency in (Column L). 2. If you choose "Partial Conversion" then Column BA (AMOUNT) only will be converted based on selected currency (Column L) and Column BB (TAXES) value (INR) will be added to the converted values.
Note on K34: gepadmin: 1. If you choose "Full Conversion" then Column BA (AMOUNT) and Column BB (TAXES) BOTH values will be convert based on selected Currency in (Column L). 2. If you choose "Partial Conversion" then Column BA (AMOUNT) only will be converted based on selected currency (Column L) and Column BB (TAXES) value (INR) will be added to the converted values.
Note on K35: gepadmin: 1. If you choose "Full Conversion" then Column BA (AMOUNT) and Column BB (TAXES) BOTH values will be convert based on selected Currency in (Column L). 2. If you choose "Partial Conversion" then Column BA (AMOUNT) only will be converted based on selected currency (Column L) and Column BB (TAXES) value (INR) will be added to the converted values.
Note on K36: gepadmin: 1. If you choose "Full Conversion" then Column BA (AMOUNT) and Column BB (TAXES) BOTH values will be convert based on selected Currency in (Column L). 2. If you choose "Partial Conversion" then Column BA (AMOUNT) only will be converted based on selected currency (Column L) and Column BB (TAXES) value (INR) will be added to the converted values.
Note on K37: gepadmin: 1. If you choose "Full Conversion" then Column BA (AMOUNT) and Column BB (TAXES) BOTH values will be convert based on selected Currency in (Column L). 2. If you choose "Partial Conversion" then Column BA (AMOUNT) only will be converted based on selected currency (Column L) and Column BB (TAXES) value (INR) will be added to the converted values.
Note on K38: gepadmin: 1. If you choose "Full Conversion" then Column BA (AMOUNT) and Column BB (TAXES) BOTH values will be convert based on selected Currency in (Column L). 2. If you choose "Partial Conversion" then Column BA (AMOUNT) only will be converted based on selected currency (Column L) and Column BB (TAXES) value (INR) will be added to the converted values.
Note on K40: gepadmin: 1. If you choose "Full Conversion" then Column BA (AMOUNT) and Column BB (TAXES) BOTH values will be convert based on selected Currency in (Column L). 2. If you choose "Partial Conversion" then Column BA (AMOUNT) only will be converted based on selected currency (Column L) and Column BB (TAXES) value (INR) will be added to the converted values.
Note on K41: gepadmin: 1. If you choose "Full Conversion" then Column BA (AMOUNT) and Column BB (TAXES) BOTH values will be convert based on selected Currency in (Column L). 2. If you choose "Partial Conversion" then Column BA (AMOUNT) only will be converted based on selected currency (Column L) and Column BB (TAXES) value (INR) will be added to the converted values.
Note on K42: gepadmin: 1. If you choose "Full Conversion" then Column BA (AMOUNT) and Column BB (TAXES) BOTH values will be convert based on selected Currency in (Column L). 2. If you choose "Partial Conversion" then Column BA (AMOUNT) only will be converted based on selected currency (Column L) and Column BB (TAXES) value (INR) will be added to the converted values.
Note on K43: gepadmin: 1. If you choose "Full Conversion" then Column BA (AMOUNT) and Column BB (TAXES) BOTH values will be convert based on selected Currency in (Column L). 2. If you choose "Partial Conversion" then Column BA (AMOUNT) only will be converted based on selected currency (Column L) and Column BB (TAXES) value (INR) will be added to the converted values.
Note on K44: gepadmin: 1. If you choose "Full Conversion" then Column BA (AMOUNT) and Column BB (TAXES) BOTH values will be convert based on selected Currency in (Column L). 2. If you choose "Partial Conversion" then Column BA (AMOUNT) only will be converted based on selected currency (Column L) and Column BB (TAXES) value (INR) will be added to the converted values.
Note on K45: gepadmin: 1. If you choose "Full Conversion" then Column BA (AMOUNT) and Column BB (TAXES) BOTH values will be convert based on selected Currency in (Column L). 2. If you choose "Partial Conversion" then Column BA (AMOUNT) only will be converted based on selected currency (Column L) and Column BB (TAXES) value (INR) will be added to the converted values.
Note on K46: gepadmin: 1. If you choose "Full Conversion" then Column BA (AMOUNT) and Column BB (TAXES) BOTH values will be convert based on selected Currency in (Column L). 2. If you choose "Partial Conversion" then Column BA (AMOUNT) only will be converted based on selected currency (Column L) and Column BB (TAXES) value (INR) will be added to the converted values.
Note on K47: gepadmin: 1. If you choose "Full Conversion" then Column BA (AMOUNT) and Column BB (TAXES) BOTH values will be convert based on selected Currency in (Column L). 2. If you choose "Partial Conversion" then Column BA (AMOUNT) only will be converted based on selected currency (Column L) and Column BB (TAXES) value (INR) will be added to the converted values.
Note on K48: gepadmin: 1. If you choose "Full Conversion" then Column BA (AMOUNT) and Column BB (TAXES) BOTH values will be convert based on selected Currency in (Column L). 2. If you choose "Partial Conversion" then Column BA (AMOUNT) only will be converted based on selected currency (Column L) and Column BB (TAXES) value (INR) will be added to the converted values.
Note on K49: gepadmin: 1. If you choose "Full Conversion" then Column BA (AMOUNT) and Column BB (TAXES) BOTH values will be convert based on selected Currency in (Column L). 2. If you choose "Partial Conversion" then Column BA (AMOUNT) only will be converted based on selected currency (Column L) and Column BB (TAXES) value (INR) will be added to the converted values.
Note on K50: gepadmin: 1. If you choose "Full Conversion" then Column BA (AMOUNT) and Column BB (TAXES) BOTH values will be convert based on selected Currency in (Column L). 2. If you choose "Partial Conversion" then Column BA (AMOUNT) only will be converted based on selected currency (Column L) and Column BB (TAXES) value (INR) will be added to the converted values.
Note on K51: gepadmin: 1. If you choose "Full Conversion" then Column BA (AMOUNT) and Column BB (TAXES) BOTH values will be convert based on selected Currency in (Column L). 2. If you choose "Partial Conversion" then Column BA (AMOUNT) only will be converted based on selected currency (Column L) and Column BB (TAXES) value (INR) will be added to the converted values.
Note on K52: gepadmin: 1. If you choose "Full Conversion" then Column BA (AMOUNT) and Column BB (TAXES) BOTH values will be convert based on selected Currency in (Column L). 2. If you choose "Partial Conversion" then Column BA (AMOUNT) only will be converted based on selected currency (Column L) and Column BB (TAXES) value (INR) will be added to the converted values.
Note on K53: gepadmin: 1. If you choose "Full Conversion" then Column BA (AMOUNT) and Column BB (TAXES) BOTH values will be convert based on selected Currency in (Column L). 2. If you choose "Partial Conversion" then Column BA (AMOUNT) only will be converted based on selected currency (Column L) and Column BB (TAXES) value (INR) will be added to the converted values.
Note on K54: gepadmin: 1. If you choose "Full Conversion" then Column BA (AMOUNT) and Column BB (TAXES) BOTH values will be convert based on selected Currency in (Column L). 2. If you choose "Partial Conversion" then Column BA (AMOUNT) only will be converted based on selected currency (Column L) and Column BB (TAXES) value (INR) will be added to the converted values.
Note on K55: gepadmin: 1. If you choose "Full Conversion" then Column BA (AMOUNT) and Column BB (TAXES) BOTH values will be convert based on selected Currency in (Column L). 2. If you choose "Partial Conversion" then Column BA (AMOUNT) only will be converted based on selected currency (Column L) and Column BB (TAXES) value (INR) will be added to the converted values.
Note on K56: gepadmin: 1. If you choose "Full Conversion" then Column BA (AMOUNT) and Column BB (TAXES) BOTH values will be convert based on selected Currency in (Column L). 2. If you choose "Partial Conversion" then Column BA (AMOUNT) only will be converted based on selected currency (Column L) and Column BB (TAXES) value (INR) will be added to the converted values.
Note on K57: gepadmin: 1. If you choose "Full Conversion" then Column BA (AMOUNT) and Column BB (TAXES) BOTH values will be convert based on selected Currency in (Column L). 2. If you choose "Partial Conversion" then Column BA (AMOUNT) only will be converted based on selected currency (Column L) and Column BB (TAXES) value (INR) will be added to the converted values.
Note on K58: gepadmin: 1. If you choose "Full Conversion" then Column BA (AMOUNT) and Column BB (TAXES) BOTH values will be convert based on selected Currency in (Column L). 2. If you choose "Partial Conversion" then Column BA (AMOUNT) only will be converted based on selected currency (Column L) and Column BB (TAXES) value (INR) will be added to the converted values.
Note on K59: gepadmin: 1. If you choose "Full Conversion" then Column BA (AMOUNT) and Column BB (TAXES) BOTH values will be convert based on selected Currency in (Column L). 2. If you choose "Partial Conversion" then Column BA (AMOUNT) only will be converted based on selected currency (Column L) and Column BB (TAXES) value (INR) will be added to the converted values.
Note on K60: gepadmin: 1. If you choose "Full Conversion" then Column BA (AMOUNT) and Column BB (TAXES) BOTH values will be convert based on selected Currency in (Column L). 2. If you choose "Partial Conversion" then Column BA (AMOUNT) only will be converted based on selected currency (Column L) and Column BB (TAXES) value (INR) will be added to the converted values.
Note on K61: gepadmin: 1. If you choose "Full Conversion" then Column BA (AMOUNT) and Column BB (TAXES) BOTH values will be convert based on selected Currency in (Column L). 2. If you choose "Partial Conversion" then Column BA (AMOUNT) only will be converted based on selected currency (Column L) and Column BB (TAXES) value (INR) will be added to the converted values.
Note on K63: gepadmin: 1. If you choose "Full Conversion" then Column BA (AMOUNT) and Column BB (TAXES) BOTH values will be convert based on selected Currency in (Column L). 2. If you choose "Partial Conversion" then Column BA (AMOUNT) only will be converted based on selected currency (Column L) and Column BB (TAXES) value (INR) will be added to the converted values.
Note on K64: gepadmin: 1. If you choose "Full Conversion" then Column BA (AMOUNT) and Column BB (TAXES) BOTH values will be convert based on selected Currency in (Column L). 2. If you choose "Partial Conversion" then Column BA (AMOUNT) only will be converted based on selected currency (Column L) and Column BB (TAXES) value (INR) will be added to the converted values.
Note on K65: gepadmin: 1. If you choose "Full Conversion" then Column BA (AMOUNT) and Column BB (TAXES) BOTH values will be convert based on selected Currency in (Column L). 2. If you choose "Partial Conversion" then Column BA (AMOUNT) only will be converted based on selected currency (Column L) and Column BB (TAXES) value (INR) will be added to the converted values.
Note on K66: gepadmin: 1. If you choose "Full Conversion" then Column BA (AMOUNT) and Column BB (TAXES) BOTH values will be convert based on selected Currency in (Column L). 2. If you choose "Partial Conversion" then Column BA (AMOUNT) only will be converted based on selected currency (Column L) and Column BB (TAXES) value (INR) will be added to the converted values.
Note on K67: gepadmin: 1. If you choose "Full Conversion" then Column BA (AMOUNT) and Column BB (TAXES) BOTH values will be convert based on selected Currency in (Column L). 2. If you choose "Partial Conversion" then Column BA (AMOUNT) only will be converted based on selected currency (Column L) and Column BB (TAXES) value (INR) will be added to the converted values.
Note on K68: gepadmin: 1. If you choose "Full Conversion" then Column BA (AMOUNT) and Column BB (TAXES) BOTH values will be convert based on selected Currency in (Column L). 2. If you choose "Partial Conversion" then Column BA (AMOUNT) only will be converted based on selected currency (Column L) and Column BB (TAXES) value (INR) will be added to the converted values.
Note on K69: gepadmin: 1. If you choose "Full Conversion" then Column BA (AMOUNT) and Column BB (TAXES) BOTH values will be convert based on selected Currency in (Column L). 2. If you choose "Partial Conversion" then Column BA (AMOUNT) only will be converted based on selected currency (Column L) and Column BB (TAXES) value (INR) will be added to the converted values.
Note on K70: gepadmin: 1. If you choose "Full Conversion" then Column BA (AMOUNT) and Column BB (TAXES) BOTH values will be convert based on selected Currency in (Column L). 2. If you choose "Partial Conversion" then Column BA (AMOUNT) only will be converted based on selected currency (Column L) and Column BB (TAXES) value (INR) will be added to the converted values.
Note on K71: gepadmin: 1. If you choose "Full Conversion" then Column BA (AMOUNT) and Column BB (TAXES) BOTH values will be convert based on selected Currency in (Column L). 2. If you choose "Partial Conversion" then Column BA (AMOUNT) only will be converted based on selected currency (Column L) and Column BB (TAXES) value (INR) will be added to the converted values.
Note on K72: gepadmin: 1. If you choose "Full Conversion" then Column BA (AMOUNT) and Column BB (TAXES) BOTH values will be convert based on selected Currency in (Column L). 2. If you choose "Partial Conversion" then Column BA (AMOUNT) only will be converted based on selected currency (Column L) and Column BB (TAXES) value (INR) will be added to the converted values.
Note on K73: gepadmin: 1. If you choose "Full Conversion" then Column BA (AMOUNT) and Column BB (TAXES) BOTH values will be convert based on selected Currency in (Column L). 2. If you choose "Partial Conversion" then Column BA (AMOUNT) only will be converted based on selected currency (Column L) and Column BB (TAXES) value (INR) will be added to the converted values.
Note on K74: gepadmin: 1. If you choose "Full Conversion" then Column BA (AMOUNT) and Column BB (TAXES) BOTH values will be convert based on selected Currency in (Column L). 2. If you choose "Partial Conversion" then Column BA (AMOUNT) only will be converted based on selected currency (Column L) and Column BB (TAXES) value (INR) will be added to the converted values.
Note on K76: gepadmin: 1. If you choose "Full Conversion" then Column BA (AMOUNT) and Column BB (TAXES) BOTH values will be convert based on selected Currency in (Column L). 2. If you choose "Partial Conversion" then Column BA (AMOUNT) only will be converted based on selected currency (Column L) and Column BB (TAXES) value (INR) will be added to the converted values.
Note on K77: gepadmin: 1. If you choose "Full Conversion" then Column BA (AMOUNT) and Column BB (TAXES) BOTH values will be convert based on selected Currency in (Column L). 2. If you choose "Partial Conversion" then Column BA (AMOUNT) only will be converted based on selected currency (Column L) and Column BB (TAXES) value (INR) will be added to the converted values.
Note on K78: gepadmin: 1. If you choose "Full Conversion" then Column BA (AMOUNT) and Column BB (TAXES) BOTH values will be convert based on selected Currency in (Column L). 2. If you choose "Partial Conversion" then Column BA (AMOUNT) only will be converted based on selected currency (Column L) and Column BB (TAXES) value (INR) will be added to the converted values.
Note on K79: gepadmin: 1. If you choose "Full Conversion" then Column BA (AMOUNT) and Column BB (TAXES) BOTH values will be convert based on selected Currency in (Column L). 2. If you choose "Partial Conversion" then Column BA (AMOUNT) only will be converted based on selected currency (Column L) and Column BB (TAXES) value (INR) will be added to the converted values.
Note on K80: gepadmin: 1. If you choose "Full Conversion" then Column BA (AMOUNT) and Column BB (TAXES) BOTH values will be convert based on selected Currency in (Column L). 2. If you choose "Partial Conversion" then Column BA (AMOUNT) only will be converted based on selected currency (Column L) and Column BB (TAXES) value (INR) will be added to the converted values.
Note on K81: gepadmin: 1. If you choose "Full Conversion" then Column BA (AMOUNT) and Column BB (TAXES) BOTH values will be convert based on selected Currency in (Column L). 2. If you choose "Partial Conversion" then Column BA (AMOUNT) only will be converted based on selected currency (Column L) and Column BB (TAXES) value (INR) will be added to the converted values.
Note on K82: gepadmin: 1. If you choose "Full Conversion" then Column BA (AMOUNT) and Column BB (TAXES) BOTH values will be convert based on selected Currency in (Column L). 2. If you choose "Partial Conversion" then Column BA (AMOUNT) only will be converted based on selected currency (Column L) and Column BB (TAXES) value (INR) will be added to the converted values.
Note on K83: gepadmin: 1. If you choose "Full Conversion" then Column BA (AMOUNT) and Column BB (TAXES) BOTH values will be convert based on selected Currency in (Column L). 2. If you choose "Partial Conversion" then Column BA (AMOUNT) only will be converted based on selected currency (Column L) and Column BB (TAXES) value (INR) will be added to the converted values.
Note on K84: gepadmin: 1. If you choose "Full Conversion" then Column BA (AMOUNT) and Column BB (TAXES) BOTH values will be convert based on selected Currency in (Column L). 2. If you choose "Partial Conversion" then Column BA (AMOUNT) only will be converted based on selected currency (Column L) and Column BB (TAXES) value (INR) will be added to the converted values.
Note on K85: gepadmin: 1. If you choose "Full Conversion" then Column BA (AMOUNT) and Column BB (TAXES) BOTH values will be convert based on selected Currency in (Column L). 2. If you choose "Partial Conversion" then Column BA (AMOUNT) only will be converted based on selected currency (Column L) and Column BB (TAXES) value (INR) will be added to the converted values.
Note on K86: gepadmin: 1. If you choose "Full Conversion" then Column BA (AMOUNT) and Column BB (TAXES) BOTH values will be convert based on selected Currency in (Column L). 2. If you choose "Partial Conversion" then Column BA (AMOUNT) only will be converted based on selected currency (Column L) and Column BB (TAXES) value (INR) will be added to the converted values.
Note on K87: gepadmin: 1. If you choose "Full Conversion" then Column BA (AMOUNT) and Column BB (TAXES) BOTH values will be convert based on selected Currency in (Column L). 2. If you choose "Partial Conversion" then Column BA (AMOUNT) only will be converted based on selected currency (Column L) and Column BB (TAXES) value (INR) will be added to the converted values.
Note on K88: gepadmin: 1. If you choose "Full Conversion" then Column BA (AMOUNT) and Column BB (TAXES) BOTH values will be convert based on selected Currency in (Column L). 2. If you choose "Partial Conversion" then Column BA (AMOUNT) only will be converted based on selected currency (Column L) and Column BB (TAXES) value (INR) will be added to the converted values.
Note on K89: gepadmin: 1. If you choose "Full Conversion" then Column BA (AMOUNT) and Column BB (TAXES) BOTH values will be convert based on selected Currency in (Column L). 2. If you choose "Partial Conversion" then Column BA (AMOUNT) only will be converted based on selected currency (Column L) and Column BB (TAXES) value (INR) will be added to the converted values.
Note on K90: gepadmin: 1. If you choose "Full Conversion" then Column BA (AMOUNT) and Column BB (TAXES) BOTH values will be convert based on selected Currency in (Column L). 2. If you choose "Partial Conversion" then Column BA (AMOUNT) only will be converted based on selected currency (Column L) and Column BB (TAXES) value (INR) will be added to the converted values.
Note on K91: gepadmin: 1. If you choose "Full Conversion" then Column BA (AMOUNT) and Column BB (TAXES) BOTH values will be convert based on selected Currency in (Column L). 2. If you choose "Partial Conversion" then Column BA (AMOUNT) only will be converted based on selected currency (Column L) and Column BB (TAXES) value (INR) will be added to the converted values.
Note on K92: gepadmin: 1. If you choose "Full Conversion" then Column BA (AMOUNT) and Column BB (TAXES) BOTH values will be convert based on selected Currency in (Column L). 2. If you choose "Partial Conversion" then Column BA (AMOUNT) only will be converted based on selected currency (Column L) and Column BB (TAXES) value (INR) will be added to the converted values.
Note on K94: gepadmin: 1. If you choose "Full Conversion" then Column BA (AMOUNT) and Column BB (TAXES) BOTH values will be convert based on selected Currency in (Column L). 2. If you choose "Partial Conversion" then Column BA (AMOUNT) only will be converted based on selected currency (Column L) and Column BB (TAXES) value (INR) will be added to the converted values.
Note on K95: gepadmin: 1. If you choose "Full Conversion" then Column BA (AMOUNT) and Column BB (TAXES) BOTH values will be convert based on selected Currency in (Column L). 2. If you choose "Partial Conversion" then Column BA (AMOUNT) only will be converted based on selected currency (Column L) and Column BB (TAXES) value (INR) will be added to the converted values.
Note on K96: gepadmin: 1. If you choose "Full Conversion" then Column BA (AMOUNT) and Column BB (TAXES) BOTH values will be convert based on selected Currency in (Column L). 2. If you choose "Partial Conversion" then Column BA (AMOUNT) only will be converted based on selected currency (Column L) and Column BB (TAXES) value (INR) will be added to the converted values.
Note on K97: gepadmin: 1. If you choose "Full Conversion" then Column BA (AMOUNT) and Column BB (TAXES) BOTH values will be convert based on selected Currency in (Column L). 2. If you choose "Partial Conversion" then Column BA (AMOUNT) only will be converted based on selected currency (Column L) and Column BB (TAXES) value (INR) will be added to the converted values.
Note on K98: gepadmin: 1. If you choose "Full Conversion" then Column BA (AMOUNT) and Column BB (TAXES) BOTH values will be convert based on selected Currency in (Column L). 2. If you choose "Partial Conversion" then Column BA (AMOUNT) only will be converted based on selected currency (Column L) and Column BB (TAXES) value (INR) will be added to the converted values.
Note on K99: gepadmin: 1. If you choose "Full Conversion" then Column BA (AMOUNT) and Column BB (TAXES) BOTH values will be convert based on selected Currency in (Column L). 2. If you choose "Partial Conversion" then Column BA (AMOUNT) only will be converted based on selected currency (Column L) and Column BB (TAXES) value (INR) will be added to the converted values.
Note on K100: gepadmin: 1. If you choose "Full Conversion" then Column BA (AMOUNT) and Column BB (TAXES) BOTH values will be convert based on selected Currency in (Column L). 2. If you choose "Partial Conversion" then Column BA (AMOUNT) only will be converted based on selected currency (Column L) and Column BB (TAXES) value (INR) will be added to the converted values.
Note on K101: gepadmin: 1. If you choose "Full Conversion" then Column BA (AMOUNT) and Column BB (TAXES) BOTH values will be convert based on selected Currency in (Column L). 2. If you choose "Partial Conversion" then Column BA (AMOUNT) only will be converted based on selected currency (Column L) and Column BB (TAXES) value (INR) will be added to the converted values.
Note on K102: gepadmin: 1. If you choose "Full Conversion" then Column BA (AMOUNT) and Column BB (TAXES) BOTH values will be convert based on selected Currency in (Column L). 2. If you choose "Partial Conversion" then Column BA (AMOUNT) only will be converted based on selected currency (Column L) and Column BB (TAXES) value (INR) will be added to the converted values.
Note on K103: gepadmin: 1. If you choose "Full Conversion" then Column BA (AMOUNT) and Column BB (TAXES) BOTH values will be convert based on selected Currency in (Column L). 2. If you choose "Partial Conversion" then Column BA (AMOUNT) only will be converted based on selected currency (Column L) and Column BB (TAXES) value (INR) will be added to the converted values.
Note on K104: gepadmin: 1. If you choose "Full Conversion" then Column BA (AMOUNT) and Column BB (TAXES) BOTH values will be convert based on selected Currency in (Column L). 2. If you choose "Partial Conversion" then Column BA (AMOUNT) only will be converted based on selected currency (Column L) and Column BB (TAXES) value (INR) will be added to the converted values.
Note on K105: gepadmin: 1. If you choose "Full Conversion" then Column BA (AMOUNT) and Column BB (TAXES) BOTH values will be convert based on selected Currency in (Column L). 2. If you choose "Partial Conversion" then Column BA (AMOUNT) only will be converted based on selected currency (Column L) and Column BB (TAXES) value (INR) will be added to the converted values.
Note on K106: gepadmin: 1. If you choose "Full Conversion" then Column BA (AMOUNT) and Column BB (TAXES) BOTH values will be convert based on selected Currency in (Column L). 2. If you choose "Partial Conversion" then Column BA (AMOUNT) only will be converted based on selected currency (Column L) and Column BB (TAXES) value (INR) will be added to the converted values.
Note on K107: gepadmin: 1. If you choose "Full Conversion" then Column BA (AMOUNT) and Column BB (TAXES) BOTH values will be convert based on selected Currency in (Column L). 2. If you choose "Partial Conversion" then Column BA (AMOUNT) only will be converted based on selected currency (Column L) and Column BB (TAXES) value (INR) will be added to the converted values.
Note on K108: gepadmin: 1. If you choose "Full Conversion" then Column BA (AMOUNT) and Column BB (TAXES) BOTH values will be convert based on selected Currency in (Column L). 2. If you choose "Partial Conversion" then Column BA (AMOUNT) only will be converted based on selected currency (Column L) and Column BB (TAXES) value (INR) will be added to the converted values.
Note on K110: gepadmin: 1. If you choose "Full Conversion" then Column BA (AMOUNT) and Column BB (TAXES) BOTH values will be convert based on selected Currency in (Column L). 2. If you choose "Partial Conversion" then Column BA (AMOUNT) only will be converted based on selected currency (Column L) and Column BB (TAXES) value (INR) will be added to the converted values.
Note on K111: gepadmin: 1. If you choose "Full Conversion" then Column BA (AMOUNT) and Column BB (TAXES) BOTH values will be convert based on selected Currency in (Column L). 2. If you choose "Partial Conversion" then Column BA (AMOUNT) only will be converted based on selected currency (Column L) and Column BB (TAXES) value (INR) will be added to the converted values.
Note on K112: gepadmin: 1. If you choose "Full Conversion" then Column BA (AMOUNT) and Column BB (TAXES) BOTH values will be convert based on selected Currency in (Column L). 2. If you choose "Partial Conversion" then Column BA (AMOUNT) only will be converted based on selected currency (Column L) and Column BB (TAXES) value (INR) will be added to the converted values.
Note on K113: gepadmin: 1. If you choose "Full Conversion" then Column BA (AMOUNT) and Column BB (TAXES) BOTH values will be convert based on selected Currency in (Column L). 2. If you choose "Partial Conversion" then Column BA (AMOUNT) only will be converted based on selected currency (Column L) and Column BB (TAXES) value (INR) will be added to the converted values.
Note on K114: gepadmin: 1. If you choose "Full Conversion" then Column BA (AMOUNT) and Column BB (TAXES) BOTH values will be convert based on selected Currency in (Column L). 2. If you choose "Partial Conversion" then Column BA (AMOUNT) only will be converted based on selected currency (Column L) and Column BB (TAXES) value (INR) will be added to the converted values.
Note on K115: gepadmin: 1. If you choose "Full Conversion" then Column BA (AMOUNT) and Column BB (TAXES) BOTH values will be convert based on selected Currency in (Column L). 2. If you choose "Partial Conversion" then Column BA (AMOUNT) only will be converted based on selected currency (Column L) and Column BB (TAXES) value (INR) will be added to the converted values.
Note on K116: gepadmin: 1. If you choose "Full Conversion" then Column BA (AMOUNT) and Column BB (TAXES) BOTH values will be convert based on selected Currency in (Column L). 2. If you choose "Partial Conversion" then Column BA (AMOUNT) only will be converted based on selected currency (Column L) and Column BB (TAXES) value (INR) will be added to the converted values.
Note on K117: gepadmin: 1. If you choose "Full Conversion" then Column BA (AMOUNT) and Column BB (TAXES) BOTH values will be convert based on selected Currency in (Column L). 2. If you choose "Partial Conversion" then Column BA (AMOUNT) only will be converted based on selected currency (Column L) and Column BB (TAXES) value (INR) will be added to the converted values.
Note on K118: gepadmin: 1. If you choose "Full Conversion" then Column BA (AMOUNT) and Column BB (TAXES) BOTH values will be convert based on selected Currency in (Column L). 2. If you choose "Partial Conversion" then Column BA (AMOUNT) only will be converted based on selected currency (Column L) and Column BB (TAXES) value (INR) will be added to the converted values.
Note on K119: gepadmin: 1. If you choose "Full Conversion" then Column BA (AMOUNT) and Column BB (TAXES) BOTH values will be convert based on selected Currency in (Column L). 2. If you choose "Partial Conversion" then Column BA (AMOUNT) only will be converted based on selected currency (Column L) and Column BB (TAXES) value (INR) will be added to the converted values.
Note on K120: gepadmin: 1. If you choose "Full Conversion" then Column BA (AMOUNT) and Column BB (TAXES) BOTH values will be convert based on selected Currency in (Column L). 2. If you choose "Partial Conversion" then Column BA (AMOUNT) only will be converted based on selected currency (Column L) and Column BB (TAXES) value (INR) will be added to the converted values.
Note on K121: gepadmin: 1. If you choose "Full Conversion" then Column BA (AMOUNT) and Column BB (TAXES) BOTH values will be convert based on selected Currency in (Column L). 2. If you choose "Partial Conversion" then Column BA (AMOUNT) only will be converted based on selected currency (Column L) and Column BB (TAXES) value (INR) will be added to the converted values.
Note on K122: gepadmin: 1. If you choose "Full Conversion" then Column BA (AMOUNT) and Column BB (TAXES) BOTH values will be convert based on selected Currency in (Column L). 2. If you choose "Partial Conversion" then Column BA (AMOUNT) only will be converted based on selected currency (Column L) and Column BB (TAXES) value (INR) will be added to the converted values.
Note on K123: gepadmin: 1. If you choose "Full Conversion" then Column BA (AMOUNT) and Column BB (TAXES) BOTH values will be convert based on selected Currency in (Column L). 2. If you choose "Partial Conversion" then Column BA (AMOUNT) only will be converted based on selected currency (Column L) and Column BB (TAXES) value (INR) will be added to the converted values.
Note on K124: gepadmin: 1. If you choose "Full Conversion" then Column BA (AMOUNT) and Column BB (TAXES) BOTH values will be convert based on selected Currency in (Column L). 2. If you choose "Partial Conversion" then Column BA (AMOUNT) only will be converted based on selected currency (Column L) and Column BB (TAXES) value (INR) will be added to the converted values.
Note on K125: gepadmin: 1. If you choose "Full Conversion" then Column BA (AMOUNT) and Column BB (TAXES) BOTH values will be convert based on selected Currency in (Column L). 2. If you choose "Partial Conversion" then Column BA (AMOUNT) only will be converted based on selected currency (Column L) and Column BB (TAXES) value (INR) will be added to the converted values.
Note on K126: gepadmin: 1. If you choose "Full Conversion" then Column BA (AMOUNT) and Column BB (TAXES) BOTH values will be convert based on selected Currency in (Column L). 2. If you choose "Partial Conversion" then Column BA (AMOUNT) only will be converted based on selected currency (Column L) and Column BB (TAXES) value (INR) will be added to the converted values.
Note on K127: gepadmin: 1. If you choose "Full Conversion" then Column BA (AMOUNT) and Column BB (TAXES) BOTH values will be convert based on selected Currency in (Column L). 2. If you choose "Partial Conversion" then Column BA (AMOUNT) only will be converted based on selected currency (Column L) and Column BB (TAXES) value (INR) will be added to the converted values.
Note on K128: gepadmin: 1. If you choose "Full Conversion" then Column BA (AMOUNT) and Column BB (TAXES) BOTH values will be convert based on selected Currency in (Column L). 2. If you choose "Partial Conversion" then Column BA (AMOUNT) only will be converted based on selected currency (Column L) and Column BB (TAXES) value (INR) will be added to the converted values.
Note on K129: gepadmin: 1. If you choose "Full Conversion" then Column BA (AMOUNT) and Column BB (TAXES) BOTH values will be convert based on selected Currency in (Column L). 2. If you choose "Partial Conversion" then Column BA (AMOUNT) only will be converted based on selected currency (Column L) and Column BB (TAXES) value (INR) will be added to the converted values.
Note on K130: gepadmin: 1. If you choose "Full Conversion" then Column BA (AMOUNT) and Column BB (TAXES) BOTH values will be convert based on selected Currency in (Column L). 2. If you choose "Partial Conversion" then Column BA (AMOUNT) only will be converted based on selected currency (Column L) and Column BB (TAXES) value (INR) will be added to the converted values.
Note on K131: gepadmin: 1. If you choose "Full Conversion" then Column BA (AMOUNT) and Column BB (TAXES) BOTH values will be convert based on selected Currency in (Column L). 2. If you choose "Partial Conversion" then Column BA (AMOUNT) only will be converted based on selected currency (Column L) and Column BB (TAXES) value (INR) will be added to the converted values.
Note on K132: gepadmin: 1. If you choose "Full Conversion" then Column BA (AMOUNT) and Column BB (TAXES) BOTH values will be convert based on selected Currency in (Column L). 2. If you choose "Partial Conversion" then Column BA (AMOUNT) only will be converted based on selected currency (Column L) and Column BB (TAXES) value (INR) will be added to the converted values.
Note on K133: gepadmin: 1. If you choose "Full Conversion" then Column BA (AMOUNT) and Column BB (TAXES) BOTH values will be convert based on selected Currency in (Column L). 2. If you choose "Partial Conversion" then Column BA (AMOUNT) only will be converted based on selected currency (Column L) and Column BB (TAXES) value (INR) will be added to the converted values.
Note on K134: gepadmin: 1. If you choose "Full Conversion" then Column BA (AMOUNT) and Column BB (TAXES) BOTH values will be convert based on selected Currency in (Column L). 2. If you choose "Partial Conversion" then Column BA (AMOUNT) only will be converted based on selected currency (Column L) and Column BB (TAXES) value (INR) will be added to the converted values.
Note on K135: gepadmin: 1. If you choose "Full Conversion" then Column BA (AMOUNT) and Column BB (TAXES) BOTH values will be convert based on selected Currency in (Column L). 2. If you choose "Partial Conversion" then Column BA (AMOUNT) only will be converted based on selected currency (Column L) and Column BB (TAXES) value (INR) will be added to the converted values.
Note on K136: gepadmin: 1. If you choose "Full Conversion" then Column BA (AMOUNT) and Column BB (TAXES) BOTH values will be convert based on selected Currency in (Column L). 2. If you choose "Partial Conversion" then Column BA (AMOUNT) only will be converted based on selected currency (Column L) and Column BB (TAXES) value (INR) will be added to the converted values.
Note on K137: gepadmin: 1. If you choose "Full Conversion" then Column BA (AMOUNT) and Column BB (TAXES) BOTH values will be convert based on selected Currency in (Column L). 2. If you choose "Partial Conversion" then Column BA (AMOUNT) only will be converted based on selected currency (Column L) and Column BB (TAXES) value (INR) will be added to the converted values.
Note on K139: gepadmin: 1. If you choose "Full Conversion" then Column BA (AMOUNT) and Column BB (TAXES) BOTH values will be convert based on selected Currency in (Column L). 2. If you choose "Partial Conversion" then Column BA (AMOUNT) only will be converted based on selected currency (Column L) and Column BB (TAXES) value (INR) will be added to the converted values.
Note on K140: gepadmin: 1. If you choose "Full Conversion" then Column BA (AMOUNT) and Column BB (TAXES) BOTH values will be convert based on selected Currency in (Column L). 2. If you choose "Partial Conversion" then Column BA (AMOUNT) only will be converted based on selected currency (Column L) and Column BB (TAXES) value (INR) will be added to the converted values.
Note on K141: gepadmin: 1. If you choose "Full Conversion" then Column BA (AMOUNT) and Column BB (TAXES) BOTH values will be convert based on selected Currency in (Column L). 2. If you choose "Partial Conversion" then Column BA (AMOUNT) only will be converted based on selected currency (Column L) and Column BB (TAXES) value (INR) will be added to the converted values.
Note on K142: gepadmin: 1. If you choose "Full Conversion" then Column BA (AMOUNT) and Column BB (TAXES) BOTH values will be convert based on selected Currency in (Column L). 2. If you choose "Partial Conversion" then Column BA (AMOUNT) only will be converted based on selected currency (Column L) and Column BB (TAXES) value (INR) will be added to the converted values.
Note on K143: gepadmin: 1. If you choose "Full Conversion" then Column BA (AMOUNT) and Column BB (TAXES) BOTH values will be convert based on selected Currency in (Column L). 2. If you choose "Partial Conversion" then Column BA (AMOUNT) only will be converted based on selected currency (Column L) and Column BB (TAXES) value (INR) will be added to the converted values.
Note on K144: gepadmin: 1. If you choose "Full Conversion" then Column BA (AMOUNT) and Column BB (TAXES) BOTH values will be convert based on selected Currency in (Column L). 2. If you choose "Partial Conversion" then Column BA (AMOUNT) only will be converted based on selected currency (Column L) and Column BB (TAXES) value (INR) will be added to the converted values.
Note on K145: gepadmin: 1. If you choose "Full Conversion" then Column BA (AMOUNT) and Column BB (TAXES) BOTH values will be convert based on selected Currency in (Column L). 2. If you choose "Partial Conversion" then Column BA (AMOUNT) only will be converted based on selected currency (Column L) and Column BB (TAXES) value (INR) will be added to the converted values.
Note on K146: gepadmin: 1. If you choose "Full Conversion" then Column BA (AMOUNT) and Column BB (TAXES) BOTH values will be convert based on selected Currency in (Column L). 2. If you choose "Partial Conversion" then Column BA (AMOUNT) only will be converted based on selected currency (Column L) and Column BB (TAXES) value (INR) will be added to the converted values.
Note on K147: gepadmin: 1. If you choose "Full Conversion" then Column BA (AMOUNT) and Column BB (TAXES) BOTH values will be convert based on selected Currency in (Column L). 2. If you choose "Partial Conversion" then Column BA (AMOUNT) only will be converted based on selected currency (Column L) and Column BB (TAXES) value (INR) will be added to the converted values.
Note on K148: gepadmin: 1. If you choose "Full Conversion" then Column BA (AMOUNT) and Column BB (TAXES) BOTH values will be convert based on selected Currency in (Column L). 2. If you choose "Partial Conversion" then Column BA (AMOUNT) only will be converted based on selected currency (Column L) and Column BB (TAXES) value (INR) will be added to the converted values.
Note on K149: gepadmin: 1. If you choose "Full Conversion" then Column BA (AMOUNT) and Column BB (TAXES) BOTH values will be convert based on selected Currency in (Column L). 2. If you choose "Partial Conversion" then Column BA (AMOUNT) only will be converted based on selected currency (Column L) and Column BB (TAXES) value (INR) will be added to the converted values.
Note on K150: gepadmin: 1. If you choose "Full Conversion" then Column BA (AMOUNT) and Column BB (TAXES) BOTH values will be convert based on selected Currency in (Column L). 2. If you choose "Partial Conversion" then Column BA (AMOUNT) only will be converted based on selected currency (Column L) and Column BB (TAXES) value (INR) will be added to the converted values.
Note on K151: gepadmin: 1. If you choose "Full Conversion" then Column BA (AMOUNT) and Column BB (TAXES) BOTH values will be convert based on selected Currency in (Column L). 2. If you choose "Partial Conversion" then Column BA (AMOUNT) only will be converted based on selected currency (Column L) and Column BB (TAXES) value (INR) will be added to the converted values.
Note on K153: gepadmin: 1. If you choose "Full Conversion" then Column BA (AMOUNT) and Column BB (TAXES) BOTH values will be convert based on selected Currency in (Column L). 2. If you choose "Partial Conversion" then Column BA (AMOUNT) only will be converted based on selected currency (Column L) and Column BB (TAXES) value (INR) will be added to the converted values.
Note on K154: gepadmin: 1. If you choose "Full Conversion" then Column BA (AMOUNT) and Column BB (TAXES) BOTH values will be convert based on selected Currency in (Column L). 2. If you choose "Partial Conversion" then Column BA (AMOUNT) only will be converted based on selected currency (Column L) and Column BB (TAXES) value (INR) will be added to the converted values.
Note on K156: gepadmin: 1. If you choose "Full Conversion" then Column BA (AMOUNT) and Column BB (TAXES) BOTH values will be convert based on selected Currency in (Column L). 2. If you choose "Partial Conversion" then Column BA (AMOUNT) only will be converted based on selected currency (Column L) and Column BB (TAXES) value (INR) will be added to the converted values.
Note on K157: gepadmin: 1. If you choose "Full Conversion" then Column BA (AMOUNT) and Column BB (TAXES) BOTH values will be convert based on selected Currency in (Column L). 2. If you choose "Partial Conversion" then Column BA (AMOUNT) only will be converted based on selected currency (Column L) and Column BB (TAXES) value (INR) will be added to the converted values.
Note on K158: gepadmin: 1. If you choose "Full Conversion" then Column BA (AMOUNT) and Column BB (TAXES) BOTH values will be convert based on selected Currency in (Column L). 2. If you choose "Partial Conversion" then Column BA (AMOUNT) only will be converted based on selected currency (Column L) and Column BB (TAXES) value (INR) will be added to the converted values.
Note on K159: gepadmin: 1. If you choose "Full Conversion" then Column BA (AMOUNT) and Column BB (TAXES) BOTH values will be convert based on selected Currency in (Column L). 2. If you choose "Partial Conversion" then Column BA (AMOUNT) only will be converted based on selected currency (Column L) and Column BB (TAXES) value (INR) will be added to the converted values.
Note on K160: gepadmin: 1. If you choose "Full Conversion" then Column BA (AMOUNT) and Column BB (TAXES) BOTH values will be convert based on selected Currency in (Column L). 2. If you choose "Partial Conversion" then Column BA (AMOUNT) only will be converted based on selected currency (Column L) and Column BB (TAXES) value (INR) will be added to the converted values.
Note on K161: gepadmin: 1. If you choose "Full Conversion" then Column BA (AMOUNT) and Column BB (TAXES) BOTH values will be convert based on selected Currency in (Column L). 2. If you choose "Partial Conversion" then Column BA (AMOUNT) only will be converted based on selected currency (Column L) and Column BB (TAXES) value (INR) will be added to the converted values.
Note on K162: gepadmin: 1. If you choose "Full Conversion" then Column BA (AMOUNT) and Column BB (TAXES) BOTH values will be convert based on selected Currency in (Column L). 2. If you choose "Partial Conversion" then Column BA (AMOUNT) only will be converted based on selected currency (Column L) and Column BB (TAXES) value (INR) will be added to the converted values.
Note on K163: gepadmin: 1. If you choose "Full Conversion" then Column BA (AMOUNT) and Column BB (TAXES) BOTH values will be convert based on selected Currency in (Column L). 2. If you choose "Partial Conversion" then Column BA (AMOUNT) only will be converted based on selected currency (Column L) and Column BB (TAXES) value (INR) will be added to the converted values.
Note on K164: gepadmin: 1. If you choose "Full Conversion" then Column BA (AMOUNT) and Column BB (TAXES) BOTH values will be convert based on selected Currency in (Column L). 2. If you choose "Partial Conversion" then Column BA (AMOUNT) only will be converted based on selected currency (Column L) and Column BB (TAXES) value (INR) will be added to the converted values.
Note on K165: gepadmin: 1. If you choose "Full Conversion" then Column BA (AMOUNT) and Column BB (TAXES) BOTH values will be convert based on selected Currency in (Column L). 2. If you choose "Partial Conversion" then Column BA (AMOUNT) only will be converted based on selected currency (Column L) and Column BB (TAXES) value (INR) will be added to the converted values.
Note on K166: gepadmin: 1. If you choose "Full Conversion" then Column BA (AMOUNT) and Column BB (TAXES) BOTH values will be convert based on selected Currency in (Column L). 2. If you choose "Partial Conversion" then Column BA (AMOUNT) only will be converted based on selected currency (Column L) and Column BB (TAXES) value (INR) will be added to the converted values.
Note on K167: gepadmin: 1. If you choose "Full Conversion" then Column BA (AMOUNT) and Column BB (TAXES) BOTH values will be convert based on selected Currency in (Column L). 2. If you choose "Partial Conversion" then Column BA (AMOUNT) only will be converted based on selected currency (Column L) and Column BB (TAXES) value (INR) will be added to the converted values.
Note on K168: gepadmin: 1. If you choose "Full Conversion" then Column BA (AMOUNT) and Column BB (TAXES) BOTH values will be convert based on selected Currency in (Column L). 2. If you choose "Partial Conversion" then Column BA (AMOUNT) only will be converted based on selected currency (Column L) and Column BB (TAXES) value (INR) will be added to the converted values.
Note on K169: gepadmin: 1. If you choose "Full Conversion" then Column BA (AMOUNT) and Column BB (TAXES) BOTH values will be convert based on selected Currency in (Column L). 2. If you choose "Partial Conversion" then Column BA (AMOUNT) only will be converted based on selected currency (Column L) and Column BB (TAXES) value (INR) will be added to the converted values.
Note on K170: gepadmin: 1. If you choose "Full Conversion" then Column BA (AMOUNT) and Column BB (TAXES) BOTH values will be convert based on selected Currency in (Column L). 2. If you choose "Partial Conversion" then Column BA (AMOUNT) only will be converted based on selected currency (Column L) and Column BB (TAXES) value (INR) will be added to the converted values.
Note on K171: gepadmin: 1. If you choose "Full Conversion" then Column BA (AMOUNT) and Column BB (TAXES) BOTH values will be convert based on selected Currency in (Column L). 2. If you choose "Partial Conversion" then Column BA (AMOUNT) only will be converted based on selected currency (Column L) and Column BB (TAXES) value (INR) will be added to the converted values.
Note on K172: gepadmin: 1. If you choose "Full Conversion" then Column BA (AMOUNT) and Column BB (TAXES) BOTH values will be convert based on selected Currency in (Column L). 2. If you choose "Partial Conversion" then Column BA (AMOUNT) only will be converted based on selected currency (Column L) and Column BB (TAXES) value (INR) will be added to the converted values.
Note on K174: gepadmin: 1. If you choose "Full Conversion" then Column BA (AMOUNT) and Column BB (TAXES) BOTH values will be convert based on selected Currency in (Column L). 2. If you choose "Partial Conversion" then Column BA (AMOUNT) only will be converted based on selected currency (Column L) and Column BB (TAXES) value (INR) will be added to the converted values.
Note on K175: gepadmin: 1. If you choose "Full Conversion" then Column BA (AMOUNT) and Column BB (TAXES) BOTH values will be convert based on selected Currency in (Column L). 2. If you choose "Partial Conversion" then Column BA (AMOUNT) only will be converted based on selected currency (Column L) and Column BB (TAXES) value (INR) will be added to the converted values.
Note on K176: gepadmin: 1. If you choose "Full Conversion" then Column BA (AMOUNT) and Column BB (TAXES) BOTH values will be convert based on selected Currency in (Column L). 2. If you choose "Partial Conversion" then Column BA (AMOUNT) only will be converted based on selected currency (Column L) and Column BB (TAXES) value (INR) will be added to the converted values.
Note on K177: gepadmin: 1. If you choose "Full Conversion" then Column BA (AMOUNT) and Column BB (TAXES) BOTH values will be convert based on selected Currency in (Column L). 2. If you choose "Partial Conversion" then Column BA (AMOUNT) only will be converted based on selected currency (Column L) and Column BB (TAXES) value (INR) will be added to the converted values.
Note on K178: gepadmin: 1. If you choose "Full Conversion" then Column BA (AMOUNT) and Column BB (TAXES) BOTH values will be convert based on selected Currency in (Column L). 2. If you choose "Partial Conversion" then Column BA (AMOUNT) only will be converted based on selected currency (Column L) and Column BB (TAXES) value (INR) will be added to the converted values.
Note on K179: gepadmin: 1. If you choose "Full Conversion" then Column BA (AMOUNT) and Column BB (TAXES) BOTH values will be convert based on selected Currency in (Column L). 2. If you choose "Partial Conversion" then Column BA (AMOUNT) only will be converted based on selected currency (Column L) and Column BB (TAXES) value (INR) will be added to the converted values.
Note on K180: gepadmin: 1. If you choose "Full Conversion" then Column BA (AMOUNT) and Column BB (TAXES) BOTH values will be convert based on selected Currency in (Column L). 2. If you choose "Partial Conversion" then Column BA (AMOUNT) only will be converted based on selected currency (Column L) and Column BB (TAXES) value (INR) will be added to the converted values.
Note on K181: gepadmin: 1. If you choose "Full Conversion" then Column BA (AMOUNT) and Column BB (TAXES) BOTH values will be convert based on selected Currency in (Column L). 2. If you choose "Partial Conversion" then Column BA (AMOUNT) only will be converted based on selected currency (Column L) and Column BB (TAXES) value (INR) will be added to the converted values.
Note on K182: gepadmin: 1. If you choose "Full Conversion" then Column BA (AMOUNT) and Column BB (TAXES) BOTH values will be convert based on selected Currency in (Column L). 2. If you choose "Partial Conversion" then Column BA (AMOUNT) only will be converted based on selected currency (Column L) and Column BB (TAXES) value (INR) will be added to the converted values.
Note on K183: gepadmin: 1. If you choose "Full Conversion" then Column BA (AMOUNT) and Column BB (TAXES) BOTH values will be convert based on selected Currency in (Column L). 2. If you choose "Partial Conversion" then Column BA (AMOUNT) only will be converted based on selected currency (Column L) and Column BB (TAXES) value (INR) will be added to the converted values.
Note on K184: gepadmin: 1. If you choose "Full Conversion" then Column BA (AMOUNT) and Column BB (TAXES) BOTH values will be convert based on selected Currency in (Column L). 2. If you choose "Partial Conversion" then Column BA (AMOUNT) only will be converted based on selected currency (Column L) and Column BB (TAXES) value (INR) will be added to the converted values.
Note on K185: gepadmin: 1. If you choose "Full Conversion" then Column BA (AMOUNT) and Column BB (TAXES) BOTH values will be convert based on selected Currency in (Column L). 2. If you choose "Partial Conversion" then Column BA (AMOUNT) only will be converted based on selected currency (Column L) and Column BB (TAXES) value (INR) will be added to the converted values.
Note on K186: gepadmin: 1. If you choose "Full Conversion" then Column BA (AMOUNT) and Column BB (TAXES) BOTH values will be convert based on selected Currency in (Column L). 2. If you choose "Partial Conversion" then Column BA (AMOUNT) only will be converted based on selected currency (Column L) and Column BB (TAXES) value (INR) will be added to the converted values.
Note on K187: gepadmin: 1. If you choose "Full Conversion" then Column BA (AMOUNT) and Column BB (TAXES) BOTH values will be convert based on selected Currency in (Column L). 2. If you choose "Partial Conversion" then Column BA (AMOUNT) only will be converted based on selected currency (Column L) and Column BB (TAXES) value (INR) will be added to the converted values.
Note on K188: gepadmin: 1. If you choose "Full Conversion" then Column BA (AMOUNT) and Column BB (TAXES) BOTH values will be convert based on selected Currency in (Column L). 2. If you choose "Partial Conversion" then Column BA (AMOUNT) only will be converted based on selected currency (Column L) and Column BB (TAXES) value (INR) will be added to the converted values.
Note on K189: gepadmin: 1. If you choose "Full Conversion" then Column BA (AMOUNT) and Column BB (TAXES) BOTH values will be convert based on selected Currency in (Column L). 2. If you choose "Partial Conversion" then Column BA (AMOUNT) only will be converted based on selected currency (Column L) and Column BB (TAXES) value (INR) will be added to the converted values.
Note on K190: gepadmin: 1. If you choose "Full Conversion" then Column BA (AMOUNT) and Column BB (TAXES) BOTH values will be convert based on selected Currency in (Column L). 2. If you choose "Partial Conversion" then Column BA (AMOUNT) only will be converted based on selected currency (Column L) and Column BB (TAXES) value (INR) will be added to the converted values.
Note on K191: gepadmin: 1. If you choose "Full Conversion" then Column BA (AMOUNT) and Column BB (TAXES) BOTH values will be convert based on selected Currency in (Column L). 2. If you choose "Partial Conversion" then Column BA (AMOUNT) only will be converted based on selected currency (Column L) and Column BB (TAXES) value (INR) will be added to the converted values.
Note on K192: gepadmin: 1. If you choose "Full Conversion" then Column BA (AMOUNT) and Column BB (TAXES) BOTH values will be convert based on selected Currency in (Column L). 2. If you choose "Partial Conversion" then Column BA (AMOUNT) only will be converted based on selected currency (Column L) and Column BB (TAXES) value (INR) will be added to the converted values.
Note on K193: gepadmin: 1. If you choose "Full Conversion" then Column BA (AMOUNT) and Column BB (TAXES) BOTH values will be convert based on selected Currency in (Column L). 2. If you choose "Partial Conversion" then Column BA (AMOUNT) only will be converted based on selected currency (Column L) and Column BB (TAXES) value (INR) will be added to the converted values.
Note on K194: gepadmin: 1. If you choose "Full Conversion" then Column BA (AMOUNT) and Column BB (TAXES) BOTH values will be convert based on selected Currency in (Column L). 2. If you choose "Partial Conversion" then Column BA (AMOUNT) only will be converted based on selected currency (Column L) and Column BB (TAXES) value (INR) will be added to the converted values.
Note on K196: gepadmin: 1. If you choose "Full Conversion" then Column BA (AMOUNT) and Column BB (TAXES) BOTH values will be convert based on selected Currency in (Column L). 2. If you choose "Partial Conversion" then Column BA (AMOUNT) only will be converted based on selected currency (Column L) and Column BB (TAXES) value (INR) will be added to the converted values.
Note on K197: gepadmin: 1. If you choose "Full Conversion" then Column BA (AMOUNT) and Column BB (TAXES) BOTH values will be convert based on selected Currency in (Column L). 2. If you choose "Partial Conversion" then Column BA (AMOUNT) only will be converted based on selected currency (Column L) and Column BB (TAXES) value (INR) will be added to the converted values.
Note on K198: gepadmin: 1. If you choose "Full Conversion" then Column BA (AMOUNT) and Column BB (TAXES) BOTH values will be convert based on selected Currency in (Column L). 2. If you choose "Partial Conversion" then Column BA (AMOUNT) only will be converted based on selected currency (Column L) and Column BB (TAXES) value (INR) will be added to the converted values.
Note on K199: gepadmin: 1. If you choose "Full Conversion" then Column BA (AMOUNT) and Column BB (TAXES) BOTH values will be convert based on selected Currency in (Column L). 2. If you choose "Partial Conversion" then Column BA (AMOUNT) only will be converted based on selected currency (Column L) and Column BB (TAXES) value (INR) will be added to the converted values.
Note on K200: gepadmin: 1. If you choose "Full Conversion" then Column BA (AMOUNT) and Column BB (TAXES) BOTH values will be convert based on selected Currency in (Column L). 2. If you choose "Partial Conversion" then Column BA (AMOUNT) only will be converted based on selected currency (Column L) and Column BB (TAXES) value (INR) will be added to the converted values.
Note on K201: gepadmin: 1. If you choose "Full Conversion" then Column BA (AMOUNT) and Column BB (TAXES) BOTH values will be convert based on selected Currency in (Column L). 2. If you choose "Partial Conversion" then Column BA (AMOUNT) only will be converted based on selected currency (Column L) and Column BB (TAXES) value (INR) will be added to the converted values.
Note on K202: gepadmin: 1. If you choose "Full Conversion" then Column BA (AMOUNT) and Column BB (TAXES) BOTH values will be convert based on selected Currency in (Column L). 2. If you choose "Partial Conversion" then Column BA (AMOUNT) only will be converted based on selected currency (Column L) and Column BB (TAXES) value (INR) will be added to the converted values.
Note on K203: gepadmin: 1. If you choose "Full Conversion" then Column BA (AMOUNT) and Column BB (TAXES) BOTH values will be convert based on selected Currency in (Column L). 2. If you choose "Partial Conversion" then Column BA (AMOUNT) only will be converted based on selected currency (Column L) and Column BB (TAXES) value (INR) will be added to the converted values.
Note on K204: gepadmin: 1. If you choose "Full Conversion" then Column BA (AMOUNT) and Column BB (TAXES) BOTH values will be convert based on selected Currency in (Column L). 2. If you choose "Partial Conversion" then Column BA (AMOUNT) only will be converted based on selected currency (Column L) and Column BB (TAXES) value (INR) will be added to the converted values.
Note on K205: gepadmin: 1. If you choose "Full Conversion" then Column BA (AMOUNT) and Column BB (TAXES) BOTH values will be convert based on selected Currency in (Column L). 2. If you choose "Partial Conversion" then Column BA (AMOUNT) only will be converted based on selected currency (Column L) and Column BB (TAXES) value (INR) will be added to the converted values.
Note on K206: gepadmin: 1. If you choose "Full Conversion" then Column BA (AMOUNT) and Column BB (TAXES) BOTH values will be convert based on selected Currency in (Column L). 2. If you choose "Partial Conversion" then Column BA (AMOUNT) only will be converted based on selected currency (Column L) and Column BB (TAXES) value (INR) will be added to the converted values.
Note on K207: gepadmin: 1. If you choose "Full Conversion" then Column BA (AMOUNT) and Column BB (TAXES) BOTH values will be convert based on selected Currency in (Column L). 2. If you choose "Partial Conversion" then Column BA (AMOUNT) only will be converted based on selected currency (Column L) and Column BB (TAXES) value (INR) will be added to the converted values.
Note on K208: gepadmin: 1. If you choose "Full Conversion" then Column BA (AMOUNT) and Column BB (TAXES) BOTH values will be convert based on selected Currency in (Column L). 2. If you choose "Partial Conversion" then Column BA (AMOUNT) only will be converted based on selected currency (Column L) and Column BB (TAXES) value (INR) will be added to the converted values.
Note on K209: gepadmin: 1. If you choose "Full Conversion" then Column BA (AMOUNT) and Column BB (TAXES) BOTH values will be convert based on selected Currency in (Column L). 2. If you choose "Partial Conversion" then Column BA (AMOUNT) only will be converted based on selected currency (Column L) and Column BB (TAXES) value (INR) will be added to the converted values.
Note on K210: gepadmin: 1. If you choose "Full Conversion" then Column BA (AMOUNT) and Column BB (TAXES) BOTH values will be convert based on selected Currency in (Column L). 2. If you choose "Partial Conversion" then Column BA (AMOUNT) only will be converted based on selected currency (Column L) and Column BB (TAXES) value (INR) will be added to the converted values.
Note on K212: gepadmin: 1. If you choose "Full Conversion" then Column BA (AMOUNT) and Column BB (TAXES) BOTH values will be convert based on selected Currency in (Column L). 2. If you choose "Partial Conversion" then Column BA (AMOUNT) only will be converted based on selected currency (Column L) and Column BB (TAXES) value (INR) will be added to the converted values.
Note on K213: gepadmin: 1. If you choose "Full Conversion" then Column BA (AMOUNT) and Column BB (TAXES) BOTH values will be convert based on selected Currency in (Column L). 2. If you choose "Partial Conversion" then Column BA (AMOUNT) only will be converted based on selected currency (Column L) and Column BB (TAXES) value (INR) will be added to the converted values.
Note on K214: gepadmin: 1. If you choose "Full Conversion" then Column BA (AMOUNT) and Column BB (TAXES) BOTH values will be convert based on selected Currency in (Column L). 2. If you choose "Partial Conversion" then Column BA (AMOUNT) only will be converted based on selected currency (Column L) and Column BB (TAXES) value (INR) will be added to the converted values.
Note on K215: gepadmin: 1. If you choose "Full Conversion" then Column BA (AMOUNT) and Column BB (TAXES) BOTH values will be convert based on selected Currency in (Column L). 2. If you choose "Partial Conversion" then Column BA (AMOUNT) only will be converted based on selected currency (Column L) and Column BB (TAXES) value (INR) will be added to the converted values.
Note on K216: gepadmin: 1. If you choose "Full Conversion" then Column BA (AMOUNT) and Column BB (TAXES) BOTH values will be convert based on selected Currency in (Column L). 2. If you choose "Partial Conversion" then Column BA (AMOUNT) only will be converted based on selected currency (Column L) and Column BB (TAXES) value (INR) will be added to the converted values.
Note on K217: gepadmin: 1. If you choose "Full Conversion" then Column BA (AMOUNT) and Column BB (TAXES) BOTH values will be convert based on selected Currency in (Column L). 2. If you choose "Partial Conversion" then Column BA (AMOUNT) only will be converted based on selected currency (Column L) and Column BB (TAXES) value (INR) will be added to the converted values.
Note on K218: gepadmin: 1. If you choose "Full Conversion" then Column BA (AMOUNT) and Column BB (TAXES) BOTH values will be convert based on selected Currency in (Column L). 2. If you choose "Partial Conversion" then Column BA (AMOUNT) only will be converted based on selected currency (Column L) and Column BB (TAXES) value (INR) will be added to the converted values.
Note on K219: gepadmin: 1. If you choose "Full Conversion" then Column BA (AMOUNT) and Column BB (TAXES) BOTH values will be convert based on selected Currency in (Column L). 2. If you choose "Partial Conversion" then Column BA (AMOUNT) only will be converted based on selected currency (Column L) and Column BB (TAXES) value (INR) will be added to the converted values.
Note on K220: gepadmin: 1. If you choose "Full Conversion" then Column BA (AMOUNT) and Column BB (TAXES) BOTH values will be convert based on selected Currency in (Column L). 2. If you choose "Partial Conversion" then Column BA (AMOUNT) only will be converted based on selected currency (Column L) and Column BB (TAXES) value (INR) will be added to the converted values.
Note on K221: gepadmin: 1. If you choose "Full Conversion" then Column BA (AMOUNT) and Column BB (TAXES) BOTH values will be convert based on selected Currency in (Column L). 2. If you choose "Partial Conversion" then Column BA (AMOUNT) only will be converted based on selected currency (Column L) and Column BB (TAXES) value (INR) will be added to the converted values.
Note on K222: gepadmin: 1. If you choose "Full Conversion" then Column BA (AMOUNT) and Column BB (TAXES) BOTH values will be convert based on selected Currency in (Column L). 2. If you choose "Partial Conversion" then Column BA (AMOUNT) only will be converted based on selected currency (Column L) and Column BB (TAXES) value (INR) will be added to the converted values.
Note on K223: gepadmin: 1. If you choose "Full Conversion" then Column BA (AMOUNT) and Column BB (TAXES) BOTH values will be convert based on selected Currency in (Column L). 2. If you choose "Partial Conversion" then Column BA (AMOUNT) only will be converted based on selected currency (Column L) and Column BB (TAXES) value (INR) will be added to the converted values.
Note on K224: gepadmin: 1. If you choose "Full Conversion" then Column BA (AMOUNT) and Column BB (TAXES) BOTH values will be convert based on selected Currency in (Column L). 2. If you choose "Partial Conversion" then Column BA (AMOUNT) only will be converted based on selected currency (Column L) and Column BB (TAXES) value (INR) will be added to the converted values.
Note on K225: gepadmin: 1. If you choose "Full Conversion" then Column BA (AMOUNT) and Column BB (TAXES) BOTH values will be convert based on selected Currency in (Column L). 2. If you choose "Partial Conversion" then Column BA (AMOUNT) only will be converted based on selected currency (Column L) and Column BB (TAXES) value (INR) will be added to the converted values.
Note on K226: gepadmin: 1. If you choose "Full Conversion" then Column BA (AMOUNT) and Column BB (TAXES) BOTH values will be convert based on selected Currency in (Column L). 2. If you choose "Partial Conversion" then Column BA (AMOUNT) only will be converted based on selected currency (Column L) and Column BB (TAXES) value (INR) will be added to the converted values.
Note on K227: gepadmin: 1. If you choose "Full Conversion" then Column BA (AMOUNT) and Column BB (TAXES) BOTH values will be convert based on selected Currency in (Column L). 2. If you choose "Partial Conversion" then Column BA (AMOUNT) only will be converted based on selected currency (Column L) and Column BB (TAXES) value (INR) will be added to the converted values.
Note on K228: gepadmin: 1. If you choose "Full Conversion" then Column BA (AMOUNT) and Column BB (TAXES) BOTH values will be convert based on selected Currency in (Column L). 2. If you choose "Partial Conversion" then Column BA (AMOUNT) only will be converted based on selected currency (Column L) and Column BB (TAXES) value (INR) will be added to the converted values.
Note on K230: gepadmin: 1. If you choose "Full Conversion" then Column BA (AMOUNT) and Column BB (TAXES) BOTH values will be convert based on selected Currency in (Column L). 2. If you choose "Partial Conversion" then Column BA (AMOUNT) only will be converted based on selected currency (Column L) and Column BB (TAXES) value (INR) will be added to the converted values.
Note on K231: gepadmin: 1. If you choose "Full Conversion" then Column BA (AMOUNT) and Column BB (TAXES) BOTH values will be convert based on selected Currency in (Column L). 2. If you choose "Partial Conversion" then Column BA (AMOUNT) only will be converted based on selected currency (Column L) and Column BB (TAXES) value (INR) will be added to the converted values.
Note on K232: gepadmin: 1. If you choose "Full Conversion" then Column BA (AMOUNT) and Column BB (TAXES) BOTH values will be convert based on selected Currency in (Column L). 2. If you choose "Partial Conversion" then Column BA (AMOUNT) only will be converted based on selected currency (Column L) and Column BB (TAXES) value (INR) will be added to the converted values.
Note on K233: gepadmin: 1. If you choose "Full Conversion" then Column BA (AMOUNT) and Column BB (TAXES) BOTH values will be convert based on selected Currency in (Column L). 2. If you choose "Partial Conversion" then Column BA (AMOUNT) only will be converted based on selected currency (Column L) and Column BB (TAXES) value (INR) will be added to the converted values.
Note on K234: gepadmin: 1. If you choose "Full Conversion" then Column BA (AMOUNT) and Column BB (TAXES) BOTH values will be convert based on selected Currency in (Column L). 2. If you choose "Partial Conversion" then Column BA (AMOUNT) only will be converted based on selected currency (Column L) and Column BB (TAXES) value (INR) will be added to the converted values.
Note on K235: gepadmin: 1. If you choose "Full Conversion" then Column BA (AMOUNT) and Column BB (TAXES) BOTH values will be convert based on selected Currency in (Column L). 2. If you choose "Partial Conversion" then Column BA (AMOUNT) only will be converted based on selected currency (Column L) and Column BB (TAXES) value (INR) will be added to the converted values.
Note on K236: gepadmin: 1. If you choose "Full Conversion" then Column BA (AMOUNT) and Column BB (TAXES) BOTH values will be convert based on selected Currency in (Column L). 2. If you choose "Partial Conversion" then Column BA (AMOUNT) only will be converted based on selected currency (Column L) and Column BB (TAXES) value (INR) will be added to the converted values.
Note on K237: gepadmin: 1. If you choose "Full Conversion" then Column BA (AMOUNT) and Column BB (TAXES) BOTH values will be convert based on selected Currency in (Column L). 2. If you choose "Partial Conversion" then Column BA (AMOUNT) only will be converted based on selected currency (Column L) and Column BB (TAXES) value (INR) will be added to the converted values.
Note on K238: gepadmin: 1. If you choose "Full Conversion" then Column BA (AMOUNT) and Column BB (TAXES) BOTH values will be convert based on selected Currency in (Column L). 2. If you choose "Partial Conversion" then Column BA (AMOUNT) only will be converted based on selected currency (Column L) and Column BB (TAXES) value (INR) will be added to the converted values.
Note on K239: gepadmin: 1. If you choose "Full Conversion" then Column BA (AMOUNT) and Column BB (TAXES) BOTH values will be convert based on selected Currency in (Column L). 2. If you choose "Partial Conversion" then Column BA (AMOUNT) only will be converted based on selected currency (Column L) and Column BB (TAXES) value (INR) will be added to the converted values.
Note on K240: gepadmin: 1. If you choose "Full Conversion" then Column BA (AMOUNT) and Column BB (TAXES) BOTH values will be convert based on selected Currency in (Column L). 2. If you choose "Partial Conversion" then Column BA (AMOUNT) only will be converted based on selected currency (Column L) and Column BB (TAXES) value (INR) will be added to the converted values.
Note on K241: gepadmin: 1. If you choose "Full Conversion" then Column BA (AMOUNT) and Column BB (TAXES) BOTH values will be convert based on selected Currency in (Column L). 2. If you choose "Partial Conversion" then Column BA (AMOUNT) only will be converted based on selected currency (Column L) and Column BB (TAXES) value (INR) will be added to the converted values.
Note on K242: gepadmin: 1. If you choose "Full Conversion" then Column BA (AMOUNT) and Column BB (TAXES) BOTH values will be convert based on selected Currency in (Column L). 2. If you choose "Partial Conversion" then Column BA (AMOUNT) only will be converted based on selected currency (Column L) and Column BB (TAXES) value (INR) will be added to the converted values.
Note on K243: gepadmin: 1. If you choose "Full Conversion" then Column BA (AMOUNT) and Column BB (TAXES) BOTH values will be convert based on selected Currency in (Column L). 2. If you choose "Partial Conversion" then Column BA (AMOUNT) only will be converted based on selected currency (Column L) and Column BB (TAXES) value (INR) will be added to the converted values.
Note on K244: gepadmin: 1. If you choose "Full Conversion" then Column BA (AMOUNT) and Column BB (TAXES) BOTH values will be convert based on selected Currency in (Column L). 2. If you choose "Partial Conversion" then Column BA (AMOUNT) only will be converted based on selected currency (Column L) and Column BB (TAXES) value (INR) will be added to the converted values.
Note on K245: gepadmin: 1. If you choose "Full Conversion" then Column BA (AMOUNT) and Column BB (TAXES) BOTH values will be convert based on selected Currency in (Column L). 2. If you choose "Partial Conversion" then Column BA (AMOUNT) only will be converted based on selected currency (Column L) and Column BB (TAXES) value (INR) will be added to the converted values.
Note on K246: gepadmin: 1. If you choose "Full Conversion" then Column BA (AMOUNT) and Column BB (TAXES) BOTH values will be convert based on selected Currency in (Column L). 2. If you choose "Partial Conversion" then Column BA (AMOUNT) only will be converted based on selected currency (Column L) and Column BB (TAXES) value (INR) will be added to the converted values.
Note on K247: gepadmin: 1. If you choose "Full Conversion" then Column BA (AMOUNT) and Column BB (TAXES) BOTH values will be convert based on selected Currency in (Column L). 2. If you choose "Partial Conversion" then Column BA (AMOUNT) only will be converted based on selected currency (Column L) and Column BB (TAXES) value (INR) will be added to the converted values.
Note on K248: gepadmin: 1. If you choose "Full Conversion" then Column BA (AMOUNT) and Column BB (TAXES) BOTH values will be convert based on selected Currency in (Column L). 2. If you choose "Partial Conversion" then Column BA (AMOUNT) only will be converted based on selected currency (Column L) and Column BB (TAXES) value (INR) will be added to the converted values.
Note on K250: gepadmin: 1. If you choose "Full Conversion" then Column BA (AMOUNT) and Column BB (TAXES) BOTH values will be convert based on selected Currency in (Column L). 2. If you choose "Partial Conversion" then Column BA (AMOUNT) only will be converted based on selected currency (Column L) and Column BB (TAXES) value (INR) will be added to the converted values.
Note on K251: gepadmin: 1. If you choose "Full Conversion" then Column BA (AMOUNT) and Column BB (TAXES) BOTH values will be convert based on selected Currency in (Column L). 2. If you choose "Partial Conversion" then Column BA (AMOUNT) only will be converted based on selected currency (Column L) and Column BB (TAXES) value (INR) will be added to the converted values.
Note on K252: gepadmin: 1. If you choose "Full Conversion" then Column BA (AMOUNT) and Column BB (TAXES) BOTH values will be convert based on selected Currency in (Column L). 2. If you choose "Partial Conversion" then Column BA (AMOUNT) only will be converted based on selected currency (Column L) and Column BB (TAXES) value (INR) will be added to the converted values.
Note on K253: gepadmin: 1. If you choose "Full Conversion" then Column BA (AMOUNT) and Column BB (TAXES) BOTH values will be convert based on selected Currency in (Column L). 2. If you choose "Partial Conversion" then Column BA (AMOUNT) only will be converted based on selected currency (Column L) and Column BB (TAXES) value (INR) will be added to the converted values.
Note on K254: gepadmin: 1. If you choose "Full Conversion" then Column BA (AMOUNT) and Column BB (TAXES) BOTH values will be convert based on selected Currency in (Column L). 2. If you choose "Partial Conversion" then Column BA (AMOUNT) only will be converted based on selected currency (Column L) and Column BB (TAXES) value (INR) will be added to the converted values.
Note on K255: gepadmin: 1. If you choose "Full Conversion" then Column BA (AMOUNT) and Column BB (TAXES) BOTH values will be convert based on selected Currency in (Column L). 2. If you choose "Partial Conversion" then Column BA (AMOUNT) only will be converted based on selected currency (Column L) and Column BB (TAXES) value (INR) will be added to the converted values.
Note on K257: gepadmin: 1. If you choose "Full Conversion" then Column BA (AMOUNT) and Column BB (TAXES) BOTH values will be convert based on selected Currency in (Column L). 2. If you choose "Partial Conversion" then Column BA (AMOUNT) only will be converted based on selected currency (Column L) and Column BB (TAXES) value (INR) will be added to the converted values.
Note on K258: gepadmin: 1. If you choose "Full Conversion" then Column BA (AMOUNT) and Column BB (TAXES) BOTH values will be convert based on selected Currency in (Column L). 2. If you choose "Partial Conversion" then Column BA (AMOUNT) only will be converted based on selected currency (Column L) and Column BB (TAXES) value (INR) will be added to the converted values.
Note on K259: gepadmin: 1. If you choose "Full Conversion" then Column BA (AMOUNT) and Column BB (TAXES) BOTH values will be convert based on selected Currency in (Column L). 2. If you choose "Partial Conversion" then Column BA (AMOUNT) only will be converted based on selected currency (Column L) and Column BB (TAXES) value (INR) will be added to the converted values.
Note on K260: gepadmin: 1. If you choose "Full Conversion" then Column BA (AMOUNT) and Column BB (TAXES) BOTH values will be convert based on selected Currency in (Column L). 2. If you choose "Partial Conversion" then Column BA (AMOUNT) only will be converted based on selected currency (Column L) and Column BB (TAXES) value (INR) will be added to the converted values.
Note on K261: gepadmin: 1. If you choose "Full Conversion" then Column BA (AMOUNT) and Column BB (TAXES) BOTH values will be convert based on selected Currency in (Column L). 2. If you choose "Partial Conversion" then Column BA (AMOUNT) only will be converted based on selected currency (Column L) and Column BB (TAXES) value (INR) will be added to the converted values.
Note on K262: gepadmin: 1. If you choose "Full Conversion" then Column BA (AMOUNT) and Column BB (TAXES) BOTH values will be convert based on selected Currency in (Column L). 2. If you choose "Partial Conversion" then Column BA (AMOUNT) only will be converted based on selected currency (Column L) and Column BB (TAXES) value (INR) will be added to the converted values.
Note on K263: gepadmin: 1. If you choose "Full Conversion" then Column BA (AMOUNT) and Column BB (TAXES) BOTH values will be convert based on selected Currency in (Column L). 2. If you choose "Partial Conversion" then Column BA (AMOUNT) only will be converted based on selected currency (Column L) and Column BB (TAXES) value (INR) will be added to the converted values.
Note on K265: gepadmin: 1. If you choose "Full Conversion" then Column BA (AMOUNT) and Column BB (TAXES) BOTH values will be convert based on selected Currency in (Column L). 2. If you choose "Partial Conversion" then Column BA (AMOUNT) only will be converted based on selected currency (Column L) and Column BB (TAXES) value (INR) will be added to the converted values.
Note on K266: gepadmin: 1. If you choose "Full Conversion" then Column BA (AMOUNT) and Column BB (TAXES) BOTH values will be convert based on selected Currency in (Column L). 2. If you choose "Partial Conversion" then Column BA (AMOUNT) only will be converted based on selected currency (Column L) and Column BB (TAXES) value (INR) will be added to the converted values.
Note on K267: gepadmin: 1. If you choose "Full Conversion" then Column BA (AMOUNT) and Column BB (TAXES) BOTH values will be convert based on selected Currency in (Column L). 2. If you choose "Partial Conversion" then Column BA (AMOUNT) only will be converted based on selected currency (Column L) and Column BB (TAXES) value (INR) will be added to the converted values.
Note on K268: gepadmin: 1. If you choose "Full Conversion" then Column BA (AMOUNT) and Column BB (TAXES) BOTH values will be convert based on selected Currency in (Column L). 2. If you choose "Partial Conversion" then Column BA (AMOUNT) only will be converted based on selected currency (Column L) and Column BB (TAXES) value (INR) will be added to the converted values.
Note on K269: gepadmin: 1. If you choose "Full Conversion" then Column BA (AMOUNT) and Column BB (TAXES) BOTH values will be convert based on selected Currency in (Column L). 2. If you choose "Partial Conversion" then Column BA (AMOUNT) only will be converted based on selected currency (Column L) and Column BB (TAXES) value (INR) will be added to the converted values.
Note on K270: gepadmin: 1. If you choose "Full Conversion" then Column BA (AMOUNT) and Column BB (TAXES) BOTH values will be convert based on selected Currency in (Column L). 2. If you choose "Partial Conversion" then Column BA (AMOUNT) only will be converted based on selected currency (Column L) and Column BB (TAXES) value (INR) will be added to the converted values.
Note on K271: gepadmin: 1. If you choose "Full Conversion" then Column BA (AMOUNT) and Column BB (TAXES) BOTH values will be convert based on selected Currency in (Column L). 2. If you choose "Partial Conversion" then Column BA (AMOUNT) only will be converted based on selected currency (Column L) and Column BB (TAXES) value (INR) will be added to the converted values.
Note on K272: gepadmin: 1. If you choose "Full Conversion" then Column BA (AMOUNT) and Column BB (TAXES) BOTH values will be convert based on selected Currency in (Column L). 2. If you choose "Partial Conversion" then Column BA (AMOUNT) only will be converted based on selected currency (Column L) and Column BB (TAXES) value (INR) will be added to the converted values.
Note on K273: gepadmin: 1. If you choose "Full Conversion" then Column BA (AMOUNT) and Column BB (TAXES) BOTH values will be convert based on selected Currency in (Column L). 2. If you choose "Partial Conversion" then Column BA (AMOUNT) only will be converted based on selected currency (Column L) and Column BB (TAXES) value (INR) will be added to the converted values.
Note on K274: gepadmin: 1. If you choose "Full Conversion" then Column BA (AMOUNT) and Column BB (TAXES) BOTH values will be convert based on selected Currency in (Column L). 2. If you choose "Partial Conversion" then Column BA (AMOUNT) only will be converted based on selected currency (Column L) and Column BB (TAXES) value (INR) will be added to the converted values.
Note on K275: gepadmin: 1. If you choose "Full Conversion" then Column BA (AMOUNT) and Column BB (TAXES) BOTH values will be convert based on selected Currency in (Column L). 2. If you choose "Partial Conversion" then Column BA (AMOUNT) only will be converted based on selected currency (Column L) and Column BB (TAXES) value (INR) will be added to the converted values.
Note on K276: gepadmin: 1. If you choose "Full Conversion" then Column BA (AMOUNT) and Column BB (TAXES) BOTH values will be convert based on selected Currency in (Column L). 2. If you choose "Partial Conversion" then Column BA (AMOUNT) only will be converted based on selected currency (Column L) and Column BB (TAXES) value (INR) will be added to the converted values.
Note on K277: gepadmin: 1. If you choose "Full Conversion" then Column BA (AMOUNT) and Column BB (TAXES) BOTH values will be convert based on selected Currency in (Column L). 2. If you choose "Partial Conversion" then Column BA (AMOUNT) only will be converted based on selected currency (Column L) and Column BB (TAXES) value (INR) will be added to the converted values.
Note on K278: gepadmin: 1. If you choose "Full Conversion" then Column BA (AMOUNT) and Column BB (TAXES) BOTH values will be convert based on selected Currency in (Column L). 2. If you choose "Partial Conversion" then Column BA (AMOUNT) only will be converted based on selected currency (Column L) and Column BB (TAXES) value (INR) will be added to the converted values.
Note on K279: gepadmin: 1. If you choose "Full Conversion" then Column BA (AMOUNT) and Column BB (TAXES) BOTH values will be convert based on selected Currency in (Column L). 2. If you choose "Partial Conversion" then Column BA (AMOUNT) only will be converted based on selected currency (Column L) and Column BB (TAXES) value (INR) will be added to the converted values.
Note on K280: gepadmin: 1. If you choose "Full Conversion" then Column BA (AMOUNT) and Column BB (TAXES) BOTH values will be convert based on selected Currency in (Column L). 2. If you choose "Partial Conversion" then Column BA (AMOUNT) only will be converted based on selected currency (Column L) and Column BB (TAXES) value (INR) will be added to the converted values.
Note on K281: gepadmin: 1. If you choose "Full Conversion" then Column BA (AMOUNT) and Column BB (TAXES) BOTH values will be convert based on selected Currency in (Column L). 2. If you choose "Partial Conversion" then Column BA (AMOUNT) only will be converted based on selected currency (Column L) and Column BB (TAXES) value (INR) will be added to the converted values.
Note on K282: gepadmin: 1. If you choose "Full Conversion" then Column BA (AMOUNT) and Column BB (TAXES) BOTH values will be convert based on selected Currency in (Column L). 2. If you choose "Partial Conversion" then Column BA (AMOUNT) only will be converted based on selected currency (Column L) and Column BB (TAXES) value (INR) will be added to the converted values.
Note on K283: gepadmin: 1. If you choose "Full Conversion" then Column BA (AMOUNT) and Column BB (TAXES) BOTH values will be convert based on selected Currency in (Column L). 2. If you choose "Partial Conversion" then Column BA (AMOUNT) only will be converted based on selected currency (Column L) and Column BB (TAXES) value (INR) will be added to the converted values.
Note on K284: gepadmin: 1. If you choose "Full Conversion" then Column BA (AMOUNT) and Column BB (TAXES) BOTH values will be convert based on selected Currency in (Column L). 2. If you choose "Partial Conversion" then Column BA (AMOUNT) only will be converted based on selected currency (Column L) and Column BB (TAXES) value (INR) will be added to the converted values.
Note on K285: gepadmin: 1. If you choose "Full Conversion" then Column BA (AMOUNT) and Column BB (TAXES) BOTH values will be convert based on selected Currency in (Column L). 2. If you choose "Partial Conversion" then Column BA (AMOUNT) only will be converted based on selected currency (Column L) and Column BB (TAXES) value (INR) will be added to the converted values.
Note on K286: gepadmin: 1. If you choose "Full Conversion" then Column BA (AMOUNT) and Column BB (TAXES) BOTH values will be convert based on selected Currency in (Column L). 2. If you choose "Partial Conversion" then Column BA (AMOUNT) only will be converted based on selected currency (Column L) and Column BB (TAXES) value (INR) will be added to the converted values.
Note on K287: gepadmin: 1. If you choose "Full Conversion" then Column BA (AMOUNT) and Column BB (TAXES) BOTH values will be convert based on selected Currency in (Column L). 2. If you choose "Partial Conversion" then Column BA (AMOUNT) only will be converted based on selected currency (Column L) and Column BB (TAXES) value (INR) will be added to the converted values.
Note on K288: gepadmin: 1. If you choose "Full Conversion" then Column BA (AMOUNT) and Column BB (TAXES) BOTH values will be convert based on selected Currency in (Column L). 2. If you choose "Partial Conversion" then Column BA (AMOUNT) only will be converted based on selected currency (Column L) and Column BB (TAXES) value (INR) will be added to the converted values.
Note on K289: gepadmin: 1. If you choose "Full Conversion" then Column BA (AMOUNT) and Column BB (TAXES) BOTH values will be convert based on selected Currency in (Column L). 2. If you choose "Partial Conversion" then Column BA (AMOUNT) only will be converted based on selected currency (Column L) and Column BB (TAXES) value (INR) will be added to the converted values.
Note on K290: gepadmin: 1. If you choose "Full Conversion" then Column BA (AMOUNT) and Column BB (TAXES) BOTH values will be convert based on selected Currency in (Column L). 2. If you choose "Partial Conversion" then Column BA (AMOUNT) only will be converted based on selected currency (Column L) and Column BB (TAXES) value (INR) will be added to the converted values.
Note on K291: gepadmin: 1. If you choose "Full Conversion" then Column BA (AMOUNT) and Column BB (TAXES) BOTH values will be convert based on selected Currency in (Column L). 2. If you choose "Partial Conversion" then Column BA (AMOUNT) only will be converted based on selected currency (Column L) and Column BB (TAXES) value (INR) will be added to the converted values.
Note on K292: gepadmin: 1. If you choose "Full Conversion" then Column BA (AMOUNT) and Column BB (TAXES) BOTH values will be convert based on selected Currency in (Column L). 2. If you choose "Partial Conversion" then Column BA (AMOUNT) only will be converted based on selected currency (Column L) and Column BB (TAXES) value (INR) will be added to the converted values.
Note on K293: gepadmin: 1. If you choose "Full Conversion" then Column BA (AMOUNT) and Column BB (TAXES) BOTH values will be convert based on selected Currency in (Column L). 2. If you choose "Partial Conversion" then Column BA (AMOUNT) only will be converted based on selected currency (Column L) and Column BB (TAXES) value (INR) will be added to the converted values.
Note on K295: gepadmin: 1. If you choose "Full Conversion" then Column BA (AMOUNT) and Column BB (TAXES) BOTH values will be convert based on selected Currency in (Column L). 2. If you choose "Partial Conversion" then Column BA (AMOUNT) only will be converted based on selected currency (Column L) and Column BB (TAXES) value (INR) will be added to the converted values.
Note on K296: gepadmin: 1. If you choose "Full Conversion" then Column BA (AMOUNT) and Column BB (TAXES) BOTH values will be convert based on selected Currency in (Column L). 2. If you choose "Partial Conversion" then Column BA (AMOUNT) only will be converted based on selected currency (Column L) and Column BB (TAXES) value (INR) will be added to the converted values.
Note on K297: gepadmin: 1. If you choose "Full Conversion" then Column BA (AMOUNT) and Column BB (TAXES) BOTH values will be convert based on selected Currency in (Column L). 2. If you choose "Partial Conversion" then Column BA (AMOUNT) only will be converted based on selected currency (Column L) and Column BB (TAXES) value (INR) will be added to the converted values.
Note on K298: gepadmin: 1. If you choose "Full Conversion" then Column BA (AMOUNT) and Column BB (TAXES) BOTH values will be convert based on selected Currency in (Column L). 2. If you choose "Partial Conversion" then Column BA (AMOUNT) only will be converted based on selected currency (Column L) and Column BB (TAXES) value (INR) will be added to the converted values.
Note on K299: gepadmin: 1. If you choose "Full Conversion" then Column BA (AMOUNT) and Column BB (TAXES) BOTH values will be convert based on selected Currency in (Column L). 2. If you choose "Partial Conversion" then Column BA (AMOUNT) only will be converted based on selected currency (Column L) and Column BB (TAXES) value (INR) will be added to the converted values.
Note on K300: gepadmin: 1. If you choose "Full Conversion" then Column BA (AMOUNT) and Column BB (TAXES) BOTH values will be convert based on selected Currency in (Column L). 2. If you choose "Partial Conversion" then Column BA (AMOUNT) only will be converted based on selected currency (Column L) and Column BB (TAXES) value (INR) will be added to the converted values.
Note on K301: gepadmin: 1. If you choose "Full Conversion" then Column BA (AMOUNT) and Column BB (TAXES) BOTH values will be convert based on selected Currency in (Column L). 2. If you choose "Partial Conversion" then Column BA (AMOUNT) only will be converted based on selected currency (Column L) and Column BB (TAXES) value (INR) will be added to the converted values.
Note on K302: gepadmin: 1. If you choose "Full Conversion" then Column BA (AMOUNT) and Column BB (TAXES) BOTH values will be convert based on selected Currency in (Column L). 2. If you choose "Partial Conversion" then Column BA (AMOUNT) only will be converted based on selected currency (Column L) and Column BB (TAXES) value (INR) will be added to the converted values.
Note on K303: gepadmin: 1. If you choose "Full Conversion" then Column BA (AMOUNT) and Column BB (TAXES) BOTH values will be convert based on selected Currency in (Column L). 2. If you choose "Partial Conversion" then Column BA (AMOUNT) only will be converted based on selected currency (Column L) and Column BB (TAXES) value (INR) will be added to the converted values.
Note on K304: gepadmin: 1. If you choose "Full Conversion" then Column BA (AMOUNT) and Column BB (TAXES) BOTH values will be convert based on selected Currency in (Column L). 2. If you choose "Partial Conversion" then Column BA (AMOUNT) only will be converted based on selected currency (Column L) and Column BB (TAXES) value (INR) will be added to the converted values.
Note on K305: gepadmin: 1. If you choose "Full Conversion" then Column BA (AMOUNT) and Column BB (TAXES) BOTH values will be convert based on selected Currency in (Column L). 2. If you choose "Partial Conversion" then Column BA (AMOUNT) only will be converted based on selected currency (Column L) and Column BB (TAXES) value (INR) will be added to the converted values.
Note on K306: gepadmin: 1. If you choose "Full Conversion" then Column BA (AMOUNT) and Column BB (TAXES) BOTH values will be convert based on selected Currency in (Column L). 2. If you choose "Partial Conversion" then Column BA (AMOUNT) only will be converted based on selected currency (Column L) and Column BB (TAXES) value (INR) will be added to the converted values.
Note on K307: gepadmin: 1. If you choose "Full Conversion" then Column BA (AMOUNT) and Column BB (TAXES) BOTH values will be convert based on selected Currency in (Column L). 2. If you choose "Partial Conversion" then Column BA (AMOUNT) only will be converted based on selected currency (Column L) and Column BB (TAXES) value (INR) will be added to the converted values.
Note on K308: gepadmin: 1. If you choose "Full Conversion" then Column BA (AMOUNT) and Column BB (TAXES) BOTH values will be convert based on selected Currency in (Column L). 2. If you choose "Partial Conversion" then Column BA (AMOUNT) only will be converted based on selected currency (Column L) and Column BB (TAXES) value (INR) will be added to the converted values.
Note on K309: gepadmin: 1. If you choose "Full Conversion" then Column BA (AMOUNT) and Column BB (TAXES) BOTH values will be convert based on selected Currency in (Column L). 2. If you choose "Partial Conversion" then Column BA (AMOUNT) only will be converted based on selected currency (Column L) and Column BB (TAXES) value (INR) will be added to the converted values.
Note on K310: gepadmin: 1. If you choose "Full Conversion" then Column BA (AMOUNT) and Column BB (TAXES) BOTH values will be convert based on selected Currency in (Column L). 2. If you choose "Partial Conversion" then Column BA (AMOUNT) only will be converted based on selected currency (Column L) and Column BB (TAXES) value (INR) will be added to the converted values.
Note on K312: gepadmin: 1. If you choose "Full Conversion" then Column BA (AMOUNT) and Column BB (TAXES) BOTH values will be convert based on selected Currency in (Column L). 2. If you choose "Partial Conversion" then Column BA (AMOUNT) only will be converted based on selected currency (Column L) and Column BB (TAXES) value (INR) will be added to the converted values.
Note on K313: gepadmin: 1. If you choose "Full Conversion" then Column BA (AMOUNT) and Column BB (TAXES) BOTH values will be convert based on selected Currency in (Column L). 2. If you choose "Partial Conversion" then Column BA (AMOUNT) only will be converted based on selected currency (Column L) and Column BB (TAXES) value (INR) will be added to the converted values.
Note on K314: gepadmin: 1. If you choose "Full Conversion" then Column BA (AMOUNT) and Column BB (TAXES) BOTH values will be convert based on selected Currency in (Column L). 2. If you choose "Partial Conversion" then Column BA (AMOUNT) only will be converted based on selected currency (Column L) and Column BB (TAXES) value (INR) will be added to the converted values.
Note on K315: gepadmin: 1. If you choose "Full Conversion" then Column BA (AMOUNT) and Column BB (TAXES) BOTH values will be convert based on selected Currency in (Column L). 2. If you choose "Partial Conversion" then Column BA (AMOUNT) only will be converted based on selected currency (Column L) and Column BB (TAXES) value (INR) will be added to the converted values.
Note on K316: gepadmin: 1. If you choose "Full Conversion" then Column BA (AMOUNT) and Column BB (TAXES) BOTH values will be convert based on selected Currency in (Column L). 2. If you choose "Partial Conversion" then Column BA (AMOUNT) only will be converted based on selected currency (Column L) and Column BB (TAXES) value (INR) will be added to the converted values.
Note on K317: gepadmin: 1. If you choose "Full Conversion" then Column BA (AMOUNT) and Column BB (TAXES) BOTH values will be convert based on selected Currency in (Column L). 2. If you choose "Partial Conversion" then Column BA (AMOUNT) only will be converted based on selected currency (Column L) and Column BB (TAXES) value (INR) will be added to the converted values.
Note on K318: gepadmin: 1. If you choose "Full Conversion" then Column BA (AMOUNT) and Column BB (TAXES) BOTH values will be convert based on selected Currency in (Column L). 2. If you choose "Partial Conversion" then Column BA (AMOUNT) only will be converted based on selected currency (Column L) and Column BB (TAXES) value (INR) will be added to the converted values.
Note on K319: gepadmin: 1. If you choose "Full Conversion" then Column BA (AMOUNT) and Column BB (TAXES) BOTH values will be convert based on selected Currency in (Column L). 2. If you choose "Partial Conversion" then Column BA (AMOUNT) only will be converted based on selected currency (Column L) and Column BB (TAXES) value (INR) will be added to the converted values.
Note on K320: gepadmin: 1. If you choose "Full Conversion" then Column BA (AMOUNT) and Column BB (TAXES) BOTH values will be convert based on selected Currency in (Column L). 2. If you choose "Partial Conversion" then Column BA (AMOUNT) only will be converted based on selected currency (Column L) and Column BB (TAXES) value (INR) will be added to the converted values.
Note on K321: gepadmin: 1. If you choose "Full Conversion" then Column BA (AMOUNT) and Column BB (TAXES) BOTH values will be convert based on selected Currency in (Column L). 2. If you choose "Partial Conversion" then Column BA (AMOUNT) only will be converted based on selected currency (Column L) and Column BB (TAXES) value (INR) will be added to the converted values.
Note on K322: gepadmin: 1. If you choose "Full Conversion" then Column BA (AMOUNT) and Column BB (TAXES) BOTH values will be convert based on selected Currency in (Column L). 2. If you choose "Partial Conversion" then Column BA (AMOUNT) only will be converted based on selected currency (Column L) and Column BB (TAXES) value (INR) will be added to the converted values.
Note on K323: gepadmin: 1. If you choose "Full Conversion" then Column BA (AMOUNT) and Column BB (TAXES) BOTH values will be convert based on selected Currency in (Column L). 2. If you choose "Partial Conversion" then Column BA (AMOUNT) only will be converted based on selected currency (Column L) and Column BB (TAXES) value (INR) will be added to the converted values.
Note on K325: gepadmin: 1. If you choose "Full Conversion" then Column BA (AMOUNT) and Column BB (TAXES) BOTH values will be convert based on selected Currency in (Column L). 2. If you choose "Partial Conversion" then Column BA (AMOUNT) only will be converted based on selected currency (Column L) and Column BB (TAXES) value (INR) will be added to the converted values.
Note on K326: gepadmin: 1. If you choose "Full Conversion" then Column BA (AMOUNT) and Column BB (TAXES) BOTH values will be convert based on selected Currency in (Column L). 2. If you choose "Partial Conversion" then Column BA (AMOUNT) only will be converted based on selected currency (Column L) and Column BB (TAXES) value (INR) will be added to the converted values.
Note on K327: gepadmin: 1. If you choose "Full Conversion" then Column BA (AMOUNT) and Column BB (TAXES) BOTH values will be convert based on selected Currency in (Column L). 2. If you choose "Partial Conversion" then Column BA (AMOUNT) only will be converted based on selected currency (Column L) and Column BB (TAXES) value (INR) will be added to the converted values.
Note on K328: gepadmin: 1. If you choose "Full Conversion" then Column BA (AMOUNT) and Column BB (TAXES) BOTH values will be convert based on selected Currency in (Column L). 2. If you choose "Partial Conversion" then Column BA (AMOUNT) only will be converted based on selected currency (Column L) and Column BB (TAXES) value (INR) will be added to the converted values.
Note on K330: gepadmin: 1. If you choose "Full Conversion" then Column BA (AMOUNT) and Column BB (TAXES) BOTH values will be convert based on selected Currency in (Column L). 2. If you choose "Partial Conversion" then Column BA (AMOUNT) only will be converted based on selected currency (Column L) and Column BB (TAXES) value (INR) will be added to the converted values.
Note on K331: gepadmin: 1. If you choose "Full Conversion" then Column BA (AMOUNT) and Column BB (TAXES) BOTH values will be convert based on selected Currency in (Column L). 2. If you choose "Partial Conversion" then Column BA (AMOUNT) only will be converted based on selected currency (Column L) and Column BB (TAXES) value (INR) will be added to the converted values.
Note on K332: gepadmin: 1. If you choose "Full Conversion" then Column BA (AMOUNT) and Column BB (TAXES) BOTH values will be convert based on selected Currency in (Column L). 2. If you choose "Partial Conversion" then Column BA (AMOUNT) only will be converted based on selected currency (Column L) and Column BB (TAXES) value (INR) will be added to the converted values.
Note on K333: gepadmin: 1. If you choose "Full Conversion" then Column BA (AMOUNT) and Column BB (TAXES) BOTH values will be convert based on selected Currency in (Column L). 2. If you choose "Partial Conversion" then Column BA (AMOUNT) only will be converted based on selected currency (Column L) and Column BB (TAXES) value (INR) will be added to the converted values.
Note on K335: gepadmin: 1. If you choose "Full Conversion" then Column BA (AMOUNT) and Column BB (TAXES) BOTH values will be convert based on selected Currency in (Column L). 2. If you choose "Partial Conversion" then Column BA (AMOUNT) only will be converted based on selected currency (Column L) and Column BB (TAXES) value (INR) will be added to the converted values.
Note on K336: gepadmin: 1. If you choose "Full Conversion" then Column BA (AMOUNT) and Column BB (TAXES) BOTH values will be convert based on selected Currency in (Column L). 2. If you choose "Partial Conversion" then Column BA (AMOUNT) only will be converted based on selected currency (Column L) and Column BB (TAXES) value (INR) will be added to the converted values.
Note on K337: gepadmin: 1. If you choose "Full Conversion" then Column BA (AMOUNT) and Column BB (TAXES) BOTH values will be convert based on selected Currency in (Column L). 2. If you choose "Partial Conversion" then Column BA (AMOUNT) only will be converted based on selected currency (Column L) and Column BB (TAXES) value (INR) will be added to the converted values.
Note on K338: gepadmin: 1. If you choose "Full Conversion" then Column BA (AMOUNT) and Column BB (TAXES) BOTH values will be convert based on selected Currency in (Column L). 2. If you choose "Partial Conversion" then Column BA (AMOUNT) only will be converted based on selected currency (Column L) and Column BB (TAXES) value (INR) will be added to the converted values.
Note on K339: gepadmin: 1. If you choose "Full Conversion" then Column BA (AMOUNT) and Column BB (TAXES) BOTH values will be convert based on selected Currency in (Column L). 2. If you choose "Partial Conversion" then Column BA (AMOUNT) only will be converted based on selected currency (Column L) and Column BB (TAXES) value (INR) will be added to the converted values.
Note on K340: gepadmin: 1. If you choose "Full Conversion" then Column BA (AMOUNT) and Column BB (TAXES) BOTH values will be convert based on selected Currency in (Column L). 2. If you choose "Partial Conversion" then Column BA (AMOUNT) only will be converted based on selected currency (Column L) and Column BB (TAXES) value (INR) will be added to the converted values.
Note on K341: gepadmin: 1. If you choose "Full Conversion" then Column BA (AMOUNT) and Column BB (TAXES) BOTH values will be convert based on selected Currency in (Column L). 2. If you choose "Partial Conversion" then Column BA (AMOUNT) only will be converted based on selected currency (Column L) and Column BB (TAXES) value (INR) will be added to the converted values.
Note on K342: gepadmin: 1. If you choose "Full Conversion" then Column BA (AMOUNT) and Column BB (TAXES) BOTH values will be convert based on selected Currency in (Column L). 2. If you choose "Partial Conversion" then Column BA (AMOUNT) only will be converted based on selected currency (Column L) and Column BB (TAXES) value (INR) will be added to the converted values.
Note on K343: gepadmin: 1. If you choose "Full Conversion" then Column BA (AMOUNT) and Column BB (TAXES) BOTH values will be convert based on selected Currency in (Column L). 2. If you choose "Partial Conversion" then Column BA (AMOUNT) only will be converted based on selected currency (Column L) and Column BB (TAXES) value (INR) will be added to the converted values.
Note on K344: gepadmin: 1. If you choose "Full Conversion" then Column BA (AMOUNT) and Column BB (TAXES) BOTH values will be convert based on selected Currency in (Column L). 2. If you choose "Partial Conversion" then Column BA (AMOUNT) only will be converted based on selected currency (Column L) and Column BB (TAXES) value (INR) will be added to the converted values.
Note on K345: gepadmin: 1. If you choose "Full Conversion" then Column BA (AMOUNT) and Column BB (TAXES) BOTH values will be convert based on selected Currency in (Column L). 2. If you choose "Partial Conversion" then Column BA (AMOUNT) only will be converted based on selected currency (Column L) and Column BB (TAXES) value (INR) will be added to the converted values.
Note on K346: gepadmin: 1. If you choose "Full Conversion" then Column BA (AMOUNT) and Column BB (TAXES) BOTH values will be convert based on selected Currency in (Column L). 2. If you choose "Partial Conversion" then Column BA (AMOUNT) only will be converted based on selected currency (Column L) and Column BB (TAXES) value (INR) will be added to the converted values.
Note on K347: gepadmin: 1. If you choose "Full Conversion" then Column BA (AMOUNT) and Column BB (TAXES) BOTH values will be convert based on selected Currency in (Column L). 2. If you choose "Partial Conversion" then Column BA (AMOUNT) only will be converted based on selected currency (Column L) and Column BB (TAXES) value (INR) will be added to the converted values.
Note on K348: gepadmin: 1. If you choose "Full Conversion" then Column BA (AMOUNT) and Column BB (TAXES) BOTH values will be convert based on selected Currency in (Column L). 2. If you choose "Partial Conversion" then Column BA (AMOUNT) only will be converted based on selected currency (Column L) and Column BB (TAXES) value (INR) will be added to the converted values.
Note on K349: gepadmin: 1. If you choose "Full Conversion" then Column BA (AMOUNT) and Column BB (TAXES) BOTH values will be convert based on selected Currency in (Column L). 2. If you choose "Partial Conversion" then Column BA (AMOUNT) only will be converted based on selected currency (Column L) and Column BB (TAXES) value (INR) will be added to the converted values.
Note on K350: gepadmin: 1. If you choose "Full Conversion" then Column BA (AMOUNT) and Column BB (TAXES) BOTH values will be convert based on selected Currency in (Column L). 2. If you choose "Partial Conversion" then Column BA (AMOUNT) only will be converted based on selected currency (Column L) and Column BB (TAXES) value (INR) will be added to the converted values.
Note on K351: gepadmin: 1. If you choose "Full Conversion" then Column BA (AMOUNT) and Column BB (TAXES) BOTH values will be convert based on selected Currency in (Column L). 2. If you choose "Partial Conversion" then Column BA (AMOUNT) only will be converted based on selected currency (Column L) and Column BB (TAXES) value (INR) will be added to the converted values.
Note on K352: gepadmin: 1. If you choose "Full Conversion" then Column BA (AMOUNT) and Column BB (TAXES) BOTH values will be convert based on selected Currency in (Column L). 2. If you choose "Partial Conversion" then Column BA (AMOUNT) only will be converted based on selected currency (Column L) and Column BB (TAXES) value (INR) will be added to the converted values.
Note on K353: gepadmin: 1. If you choose "Full Conversion" then Column BA (AMOUNT) and Column BB (TAXES) BOTH values will be convert based on selected Currency in (Column L). 2. If you choose "Partial Conversion" then Column BA (AMOUNT) only will be converted based on selected currency (Column L) and Column BB (TAXES) value (INR) will be added to the converted values.
Note on K354: gepadmin: 1. If you choose "Full Conversion" then Column BA (AMOUNT) and Column BB (TAXES) BOTH values will be convert based on selected Currency in (Column L). 2. If you choose "Partial Conversion" then Column BA (AMOUNT) only will be converted based on selected currency (Column L) and Column BB (TAXES) value (INR) will be added to the converted values.
Note on K355: gepadmin: 1. If you choose "Full Conversion" then Column BA (AMOUNT) and Column BB (TAXES) BOTH values will be convert based on selected Currency in (Column L). 2. If you choose "Partial Conversion" then Column BA (AMOUNT) only will be converted based on selected currency (Column L) and Column BB (TAXES) value (INR) will be added to the converted values.
Note on K357: gepadmin: 1. If you choose "Full Conversion" then Column BA (AMOUNT) and Column BB (TAXES) BOTH values will be convert based on selected Currency in (Column L). 2. If you choose "Partial Conversion" then Column BA (AMOUNT) only will be converted based on selected currency (Column L) and Column BB (TAXES) value (INR) will be added to the converted values.
Note on K358: gepadmin: 1. If you choose "Full Conversion" then Column BA (AMOUNT) and Column BB (TAXES) BOTH values will be convert based on selected Currency in (Column L). 2. If you choose "Partial Conversion" then Column BA (AMOUNT) only will be converted based on selected currency (Column L) and Column BB (TAXES) value (INR) will be added to the converted values.
Note on K360: gepadmin: 1. If you choose "Full Conversion" then Column BA (AMOUNT) and Column BB (TAXES) BOTH values will be convert based on selected Currency in (Column L). 2. If you choose "Partial Conversion" then Column BA (AMOUNT) only will be converted based on selected currency (Column L) and Column BB (TAXES) value (INR) will be added to the converted values.
Note on K361: gepadmin: 1. If you choose "Full Conversion" then Column BA (AMOUNT) and Column BB (TAXES) BOTH values will be convert based on selected Currency in (Column L). 2. If you choose "Partial Conversion" then Column BA (AMOUNT) only will be converted based on selected currency (Column L) and Column BB (TAXES) value (INR) will be added to the converted values.
Note on K362: gepadmin: 1. If you choose "Full Conversion" then Column BA (AMOUNT) and Column BB (TAXES) BOTH values will be convert based on selected Currency in (Column L). 2. If you choose "Partial Conversion" then Column BA (AMOUNT) only will be converted based on selected currency (Column L) and Column BB (TAXES) value (INR) will be added to the converted values.
Note on K363: gepadmin: 1. If you choose "Full Conversion" then Column BA (AMOUNT) and Column BB (TAXES) BOTH values will be convert based on selected Currency in (Column L). 2. If you choose "Partial Conversion" then Column BA (AMOUNT) only will be converted based on selected currency (Column L) and Column BB (TAXES) value (INR) will be added to the converted values.
Note on K364: gepadmin: 1. If you choose "Full Conversion" then Column BA (AMOUNT) and Column BB (TAXES) BOTH values will be convert based on selected Currency in (Column L). 2. If you choose "Partial Conversion" then Column BA (AMOUNT) only will be converted based on selected currency (Column L) and Column BB (TAXES) value (INR) will be added to the converted values.
Note on K365: gepadmin: 1. If you choose "Full Conversion" then Column BA (AMOUNT) and Column BB (TAXES) BOTH values will be convert based on selected Currency in (Column L). 2. If you choose "Partial Conversion" then Column BA (AMOUNT) only will be converted based on selected currency (Column L) and Column BB (TAXES) value (INR) will be added to the converted values.
Note on K366: gepadmin: 1. If you choose "Full Conversion" then Column BA (AMOUNT) and Column BB (TAXES) BOTH values will be convert based on selected Currency in (Column L). 2. If you choose "Partial Conversion" then Column BA (AMOUNT) only will be converted based on selected currency (Column L) and Column BB (TAXES) value (INR) will be added to the converted values.
Note on K367: gepadmin: 1. If you choose "Full Conversion" then Column BA (AMOUNT) and Column BB (TAXES) BOTH values will be convert based on selected Currency in (Column L). 2. If you choose "Partial Conversion" then Column BA (AMOUNT) only will be converted based on selected currency (Column L) and Column BB (TAXES) value (INR) will be added to the converted values.
Note on K368: gepadmin: 1. If you choose "Full Conversion" then Column BA (AMOUNT) and Column BB (TAXES) BOTH values will be convert based on selected Currency in (Column L). 2. If you choose "Partial Conversion" then Column BA (AMOUNT) only will be converted based on selected currency (Column L) and Column BB (TAXES) value (INR) will be added to the converted values.
Note on K369: gepadmin: 1. If you choose "Full Conversion" then Column BA (AMOUNT) and Column BB (TAXES) BOTH values will be convert based on selected Currency in (Column L). 2. If you choose "Partial Conversion" then Column BA (AMOUNT) only will be converted based on selected currency (Column L) and Column BB (TAXES) value (INR) will be added to the converted values.
Note on K370: gepadmin: 1. If you choose "Full Conversion" then Column BA (AMOUNT) and Column BB (TAXES) BOTH values will be convert based on selected Currency in (Column L). 2. If you choose "Partial Conversion" then Column BA (AMOUNT) only will be converted based on selected currency (Column L) and Column BB (TAXES) value (INR) will be added to the converted values.
Note on K371: gepadmin: 1. If you choose "Full Conversion" then Column BA (AMOUNT) and Column BB (TAXES) BOTH values will be convert based on selected Currency in (Column L). 2. If you choose "Partial Conversion" then Column BA (AMOUNT) only will be converted based on selected currency (Column L) and Column BB (TAXES) value (INR) will be added to the converted values.
Note on K372: gepadmin: 1. If you choose "Full Conversion" then Column BA (AMOUNT) and Column BB (TAXES) BOTH values will be convert based on selected Currency in (Column L). 2. If you choose "Partial Conversion" then Column BA (AMOUNT) only will be converted based on selected currency (Column L) and Column BB (TAXES) value (INR) will be added to the converted values.
Note on K374: gepadmin: 1. If you choose "Full Conversion" then Column BA (AMOUNT) and Column BB (TAXES) BOTH values will be convert based on selected Currency in (Column L). 2. If you choose "Partial Conversion" then Column BA (AMOUNT) only will be converted based on selected currency (Column L) and Column BB (TAXES) value (INR) will be added to the converted values.
Note on K375: gepadmin: 1. If you choose "Full Conversion" then Column BA (AMOUNT) and Column BB (TAXES) BOTH values will be convert based on selected Currency in (Column L). 2. If you choose "Partial Conversion" then Column BA (AMOUNT) only will be converted based on selected currency (Column L) and Column BB (TAXES) value (INR) will be added to the converted values.
Note on K377: gepadmin: 1. If you choose "Full Conversion" then Column BA (AMOUNT) and Column BB (TAXES) BOTH values will be convert based on selected Currency in (Column L). 2. If you choose "Partial Conversion" then Column BA (AMOUNT) only will be converted based on selected currency (Column L) and Column BB (TAXES) value (INR) will be added to the converted values.
Note on K379: gepadmin: 1. If you choose "Full Conversion" then Column BA (AMOUNT) and Column BB (TAXES) BOTH values will be convert based on selected Currency in (Column L). 2. If you choose "Partial Conversion" then Column BA (AMOUNT) only will be converted based on selected currency (Column L) and Column BB (TAXES) value (INR) will be added to the converted values.
Note on K381: gepadmin: 1. If you choose "Full Conversion" then Column BA (AMOUNT) and Column BB (TAXES) BOTH values will be convert based on selected Currency in (Column L). 2. If you choose "Partial Conversion" then Column BA (AMOUNT) only will be converted based on selected currency (Column L) and Column BB (TAXES) value (INR) will be added to the converted values.
Note on K382: gepadmin: 1. If you choose "Full Conversion" then Column BA (AMOUNT) and Column BB (TAXES) BOTH values will be convert based on selected Currency in (Column L). 2. If you choose "Partial Conversion" then Column BA (AMOUNT) only will be converted based on selected currency (Column L) and Column BB (TAXES) value (INR) will be added to the converted values.
Note on K383: gepadmin: 1. If you choose "Full Conversion" then Column BA (AMOUNT) and Column BB (TAXES) BOTH values will be convert based on selected Currency in (Column L). 2. If you choose "Partial Conversion" then Column BA (AMOUNT) only will be converted based on selected currency (Column L) and Column BB (TAXES) value (INR) will be added to the converted values.
Note on K385: gepadmin: 1. If you choose "Full Conversion" then Column BA (AMOUNT) and Column BB (TAXES) BOTH values will be convert based on selected Currency in (Column L). 2. If you choose "Partial Conversion" then Column BA (AMOUNT) only will be converted based on selected currency (Column L) and Column BB (TAXES) value (INR) will be added to the converted values.
Note on K386: gepadmin: 1. If you choose "Full Conversion" then Column BA (AMOUNT) and Column BB (TAXES) BOTH values will be convert based on selected Currency in (Column L). 2. If you choose "Partial Conversion" then Column BA (AMOUNT) only will be converted based on selected currency (Column L) and Column BB (TAXES) value (INR) will be added to the converted values.
Note on K387: gepadmin: 1. If you choose "Full Conversion" then Column BA (AMOUNT) and Column BB (TAXES) BOTH values will be convert based on selected Currency in (Column L). 2. If you choose "Partial Conversion" then Column BA (AMOUNT) only will be converted based on selected currency (Column L) and Column BB (TAXES) value (INR) will be added to the converted values.
Note on K388: gepadmin: 1. If you choose "Full Conversion" then Column BA (AMOUNT) and Column BB (TAXES) BOTH values will be convert based on selected Currency in (Column L). 2. If you choose "Partial Conversion" then Column BA (AMOUNT) only will be converted based on selected currency (Column L) and Column BB (TAXES) value (INR) will be added to the converted values.
Note on K389: gepadmin: 1. If you choose "Full Conversion" then Column BA (AMOUNT) and Column BB (TAXES) BOTH values will be convert based on selected Currency in (Column L). 2. If you choose "Partial Conversion" then Column BA (AMOUNT) only will be converted based on selected currency (Column L) and Column BB (TAXES) value (INR) will be added to the converted values.
Note on K392: gepadmin: 1. If you choose "Full Conversion" then Column BA (AMOUNT) and Column BB (TAXES) BOTH values will be convert based on selected Currency in (Column L). 2. If you choose "Partial Conversion" then Column BA (AMOUNT) only will be converted based on selected currency (Column L) and Column BB (TAXES) value (INR) will be added to the converted values.
Note on K399: gepadmin: 1. If you choose "Full Conversion" then Column BA (AMOUNT) and Column BB (TAXES) BOTH values will be convert based on selected Currency in (Column L). 2. If you choose "Partial Conversion" then Column BA (AMOUNT) only will be converted based on selected currency (Column L) and Column BB (TAXES) value (INR) will be added to the converted values.
Note on K400: gepadmin: 1. If you choose "Full Conversion" then Column BA (AMOUNT) and Column BB (TAXES) BOTH values will be convert based on selected Currency in (Column L). 2. If you choose "Partial Conversion" then Column BA (AMOUNT) only will be converted based on selected currency (Column L) and Column BB (TAXES) value (INR) will be added to the converted values.
Note on K401: gepadmin: 1. If you choose "Full Conversion" then Column BA (AMOUNT) and Column BB (TAXES) BOTH values will be convert based on selected Currency in (Column L). 2. If you choose "Partial Conversion" then Column BA (AMOUNT) only will be converted based on selected currency (Column L) and Column BB (TAXES) value (INR) will be added to the converted values.
Note on K403: gepadmin: 1. If you choose "Full Conversion" then Column BA (AMOUNT) and Column BB (TAXES) BOTH values will be convert based on selected Currency in (Column L). 2. If you choose "Partial Conversion" then Column BA (AMOUNT) only will be converted based on selected currency (Column L) and Column BB (TAXES) value (INR) will be added to the converted values.
Note on K404: gepadmin: 1. If you choose "Full Conversion" then Column BA (AMOUNT) and Column BB (TAXES) BOTH values will be convert based on selected Currency in (Column L). 2. If you choose "Partial Conversion" then Column BA (AMOUNT) only will be converted based on selected currency (Column L) and Column BB (TAXES) value (INR) will be added to the converted values.
Note on K405: gepadmin: 1. If you choose "Full Conversion" then Column BA (AMOUNT) and Column BB (TAXES) BOTH values will be convert based on selected Currency in (Column L). 2. If you choose "Partial Conversion" then Column BA (AMOUNT) only will be converted based on selected currency (Column L) and Column BB (TAXES) value (INR) will be added to the converted values.
Note on K409: gepadmin: 1. If you choose "Full Conversion" then Column BA (AMOUNT) and Column BB (TAXES) BOTH values will be convert based on selected Currency in (Column L). 2. If you choose "Partial Conversion" then Column BA (AMOUNT) only will be converted based on selected currency (Column L) and Column BB (TAXES) value (INR) will be added to the converted values.
Note on K410: gepadmin: 1. If you choose "Full Conversion" then Column BA (AMOUNT) and Column BB (TAXES) BOTH values will be convert based on selected Currency in (Column L). 2. If you choose "Partial Conversion" then Column BA (AMOUNT) only will be converted based on selected currency (Column L) and Column BB (TAXES) value (INR) will be added to the converted values.
Note on K411: gepadmin: 1. If you choose "Full Conversion" then Column BA (AMOUNT) and Column BB (TAXES) BOTH values will be convert based on selected Currency in (Column L). 2. If you choose "Partial Conversion" then Column BA (AMOUNT) only will be converted based on selected currency (Column L) and Column BB (TAXES) value (INR) will be added to the converted values.
Note on K412: gepadmin: 1. If you choose "Full Conversion" then Column BA (AMOUNT) and Column BB (TAXES) BOTH values will be convert based on selected Currency in (Column L). 2. If you choose "Partial Conversion" then Column BA (AMOUNT) only will be converted based on selected currency (Column L) and Column BB (TAXES) value (INR) will be added to the converted values.
Note on K413: gepadmin: 1. If you choose "Full Conversion" then Column BA (AMOUNT) and Column BB (TAXES) BOTH values will be convert based on selected Currency in (Column L). 2. If you choose "Partial Conversion" then Column BA (AMOUNT) only will be converted based on selected currency (Column L) and Column BB (TAXES) value (INR) will be added to the converted values.
Note on K414: gepadmin: 1. If you choose "Full Conversion" then Column BA (AMOUNT) and Column BB (TAXES) BOTH values will be convert based on selected Currency in (Column L). 2. If you choose "Partial Conversion" then Column BA (AMOUNT) only will be converted based on selected currency (Column L) and Column BB (TAXES) value (INR) will be added to the converted values.
Note on K415: gepadmin: 1. If you choose "Full Conversion" then Column BA (AMOUNT) and Column BB (TAXES) BOTH values will be convert based on selected Currency in (Column L). 2. If you choose "Partial Conversion" then Column BA (AMOUNT) only will be converted based on selected currency (Column L) and Column BB (TAXES) value (INR) will be added to the converted values.
Note on K417: gepadmin: 1. If you choose "Full Conversion" then Column BA (AMOUNT) and Column BB (TAXES) BOTH values will be convert based on selected Currency in (Column L). 2. If you choose "Partial Conversion" then Column BA (AMOUNT) only will be converted based on selected currency (Column L) and Column BB (TAXES) value (INR) will be added to the converted values.
Note on K419: gepadmin: 1. If you choose "Full Conversion" then Column BA (AMOUNT) and Column BB (TAXES) BOTH values will be convert based on selected Currency in (Column L). 2. If you choose "Partial Conversion" then Column BA (AMOUNT) only will be converted based on selected currency (Column L) and Column BB (TAXES) value (INR) will be added to the converted values.
Note on K420: gepadmin: 1. If you choose "Full Conversion" then Column BA (AMOUNT) and Column BB (TAXES) BOTH values will be convert based on selected Currency in (Column L). 2. If you choose "Partial Conversion" then Column BA (AMOUNT) only will be converted based on selected currency (Column L) and Column BB (TAXES) value (INR) will be added to the converted values.
Note on K421: gepadmin: 1. If you choose "Full Conversion" then Column BA (AMOUNT) and Column BB (TAXES) BOTH values will be convert based on selected Currency in (Column L). 2. If you choose "Partial Conversion" then Column BA (AMOUNT) only will be converted based on selected currency (Column L) and Column BB (TAXES) value (INR) will be added to the converted values.
Note on K422: gepadmin: 1. If you choose "Full Conversion" then Column BA (AMOUNT) and Column BB (TAXES) BOTH values will be convert based on selected Currency in (Column L). 2. If you choose "Partial Conversion" then Column BA (AMOUNT) only will be converted based on selected currency (Column L) and Column BB (TAXES) value (INR) will be added to the converted values.
Note on K424: gepadmin: 1. If you choose "Full Conversion" then Column BA (AMOUNT) and Column BB (TAXES) BOTH values will be convert based on selected Currency in (Column L). 2. If you choose "Partial Conversion" then Column BA (AMOUNT) only will be converted based on selected currency (Column L) and Column BB (TAXES) value (INR) will be added to the converted values.
Note on K425: gepadmin: 1. If you choose "Full Conversion" then Column BA (AMOUNT) and Column BB (TAXES) BOTH values will be convert based on selected Currency in (Column L). 2. If you choose "Partial Conversion" then Column BA (AMOUNT) only will be converted based on selected currency (Column L) and Column BB (TAXES) value (INR) will be added to the converted values.
Note on K426: gepadmin: 1. If you choose "Full Conversion" then Column BA (AMOUNT) and Column BB (TAXES) BOTH values will be convert based on selected Currency in (Column L). 2. If you choose "Partial Conversion" then Column BA (AMOUNT) only will be converted based on selected currency (Column L) and Column BB (TAXES) value (INR) will be added to the converted values.
Note on K427: gepadmin: 1. If you choose "Full Conversion" then Column BA (AMOUNT) and Column BB (TAXES) BOTH values will be convert based on selected Currency in (Column L). 2. If you choose "Partial Conversion" then Column BA (AMOUNT) only will be converted based on selected currency (Column L) and Column BB (TAXES) value (INR) will be added to the converted values.
Note on K429: gepadmin: 1. If you choose "Full Conversion" then Column BA (AMOUNT) and Column BB (TAXES) BOTH values will be convert based on selected Currency in (Column L). 2. If you choose "Partial Conversion" then Column BA (AMOUNT) only will be converted based on selected currency (Column L) and Column BB (TAXES) value (INR) will be added to the converted values.
Note on K430: gepadmin: 1. If you choose "Full Conversion" then Column BA (AMOUNT) and Column BB (TAXES) BOTH values will be convert based on selected Currency in (Column L). 2. If you choose "Partial Conversion" then Column BA (AMOUNT) only will be converted based on selected currency (Column L) and Column BB (TAXES) value (INR) will be added to the converted values.
Note on K431: gepadmin: 1. If you choose "Full Conversion" then Column BA (AMOUNT) and Column BB (TAXES) BOTH values will be convert based on selected Currency in (Column L). 2. If you choose "Partial Conversion" then Column BA (AMOUNT) only will be converted based on selected currency (Column L) and Column BB (TAXES) value (INR) will be added to the converted values.
Note on K432: gepadmin: 1. If you choose "Full Conversion" then Column BA (AMOUNT) and Column BB (TAXES) BOTH values will be convert based on selected Currency in (Column L). 2. If you choose "Partial Conversion" then Column BA (AMOUNT) only will be converted based on selected currency (Column L) and Column BB (TAXES) value (INR) will be added to the converted values.
Note on K434: gepadmin: 1. If you choose "Full Conversion" then Column BA (AMOUNT) and Column BB (TAXES) BOTH values will be convert based on selected Currency in (Column L). 2. If you choose "Partial Conversion" then Column BA (AMOUNT) only will be converted based on selected currency (Column L) and Column BB (TAXES) value (INR) will be added to the converted values.
Note on K435: gepadmin: 1. If you choose "Full Conversion" then Column BA (AMOUNT) and Column BB (TAXES) BOTH values will be convert based on selected Currency in (Column L). 2. If you choose "Partial Conversion" then Column BA (AMOUNT) only will be converted based on selected currency (Column L) and Column BB (TAXES) value (INR) will be added to the converted values.
Note on K436: gepadmin: 1. If you choose "Full Conversion" then Column BA (AMOUNT) and Column BB (TAXES) BOTH values will be convert based on selected Currency in (Column L). 2. If you choose "Partial Conversion" then Column BA (AMOUNT) only will be converted based on selected currency (Column L) and Column BB (TAXES) value (INR) will be added to the converted values.
Note on K437: gepadmin: 1. If you choose "Full Conversion" then Column BA (AMOUNT) and Column BB (TAXES) BOTH values will be convert based on selected Currency in (Column L). 2. If you choose "Partial Conversion" then Column BA (AMOUNT) only will be converted based on selected currency (Column L) and Column BB (TAXES) value (INR) will be added to the converted values.
Note on K438: gepadmin: 1. If you choose "Full Conversion" then Column BA (AMOUNT) and Column BB (TAXES) BOTH values will be convert based on selected Currency in (Column L). 2. If you choose "Partial Conversion" then Column BA (AMOUNT) only will be converted based on selected currency (Column L) and Column BB (TAXES) value (INR) will be added to the converted values.
Note on K439: gepadmin: 1. If you choose "Full Conversion" then Column BA (AMOUNT) and Column BB (TAXES) BOTH values will be convert based on selected Currency in (Column L). 2. If you choose "Partial Conversion" then Column BA (AMOUNT) only will be converted based on selected currency (Column L) and Column BB (TAXES) value (INR) will be added to the converted values.
Note on K441: gepadmin: 1. If you choose "Full Conversion" then Column BA (AMOUNT) and Column BB (TAXES) BOTH values will be convert based on selected Currency in (Column L). 2. If you choose "Partial Conversion" then Column BA (AMOUNT) only will be converted based on selected currency (Column L) and Column BB (TAXES) value (INR) will be added to the converted values.
Note on K442: gepadmin: 1. If you choose "Full Conversion" then Column BA (AMOUNT) and Column BB (TAXES) BOTH values will be convert based on selected Currency in (Column L). 2. If you choose "Partial Conversion" then Column BA (AMOUNT) only will be converted based on selected currency (Column L) and Column BB (TAXES) value (INR) will be added to the converted values.
Note on K444: gepadmin: 1. If you choose "Full Conversion" then Column BA (AMOUNT) and Column BB (TAXES) BOTH values will be convert based on selected Currency in (Column L). 2. If you choose "Partial Conversion" then Column BA (AMOUNT) only will be converted based on selected currency (Column L) and Column BB (TAXES) value (INR) will be added to the converted values.
Note on K445: gepadmin: 1. If you choose "Full Conversion" then Column BA (AMOUNT) and Column BB (TAXES) BOTH values will be convert based on selected Currency in (Column L). 2. If you choose "Partial Conversion" then Column BA (AMOUNT) only will be converted based on selected currency (Column L) and Column BB (TAXES) value (INR) will be added to the converted values.
Note on K446: gepadmin: 1. If you choose "Full Conversion" then Column BA (AMOUNT) and Column BB (TAXES) BOTH values will be convert based on selected Currency in (Column L). 2. If you choose "Partial Conversion" then Column BA (AMOUNT) only will be converted based on selected currency (Column L) and Column BB (TAXES) value (INR) will be added to the converted values.
Note on K447: gepadmin: 1. If you choose "Full Conversion" then Column BA (AMOUNT) and Column BB (TAXES) BOTH values will be convert based on selected Currency in (Column L). 2. If you choose "Partial Conversion" then Column BA (AMOUNT) only will be converted based on selected currency (Column L) and Column BB (TAXES) value (INR) will be added to the converted values.
Note on K448: gepadmin: 1. If you choose "Full Conversion" then Column BA (AMOUNT) and Column BB (TAXES) BOTH values will be convert based on selected Currency in (Column L). 2. If you choose "Partial Conversion" then Column BA (AMOUNT) only will be converted based on selected currency (Column L) and Column BB (TAXES) value (INR) will be added to the converted values.
Note on K449: gepadmin: 1. If you choose "Full Conversion" then Column BA (AMOUNT) and Column BB (TAXES) BOTH values will be convert based on selected Currency in (Column L). 2. If you choose "Partial Conversion" then Column BA (AMOUNT) only will be converted based on selected currency (Column L) and Column BB (TAXES) value (INR) will be added to the converted values.
Note on K450: gepadmin: 1. If you choose "Full Conversion" then Column BA (AMOUNT) and Column BB (TAXES) BOTH values will be convert based on selected Currency in (Column L). 2. If you choose "Partial Conversion" then Column BA (AMOUNT) only will be converted based on selected currency (Column L) and Column BB (TAXES) value (INR) will be added to the converted values.
Note on K451: gepadmin: 1. If you choose "Full Conversion" then Column BA (AMOUNT) and Column BB (TAXES) BOTH values will be convert based on selected Currency in (Column L). 2. If you choose "Partial Conversion" then Column BA (AMOUNT) only will be converted based on selected currency (Column L) and Column BB (TAXES) value (INR) will be added to the converted values.
Note on K452: gepadmin: 1. If you choose "Full Conversion" then Column BA (AMOUNT) and Column BB (TAXES) BOTH values will be convert based on selected Currency in (Column L). 2. If you choose "Partial Conversion" then Column BA (AMOUNT) only will be converted based on selected currency (Column L) and Column BB (TAXES) value (INR) will be added to the converted values.
Note on K453: gepadmin: 1. If you choose "Full Conversion" then Column BA (AMOUNT) and Column BB (TAXES) BOTH values will be convert based on selected Currency in (Column L). 2. If you choose "Partial Conversion" then Column BA (AMOUNT) only will be converted based on selected currency (Column L) and Column BB (TAXES) value (INR) will be added to the converted values.
Note on K454: gepadmin: 1. If you choose "Full Conversion" then Column BA (AMOUNT) and Column BB (TAXES) BOTH values will be convert based on selected Currency in (Column L). 2. If you choose "Partial Conversion" then Column BA (AMOUNT) only will be converted based on selected currency (Column L) and Column BB (TAXES) value (INR) will be added to the converted values.
Note on K455: gepadmin: 1. If you choose "Full Conversion" then Column BA (AMOUNT) and Column BB (TAXES) BOTH values will be convert based on selected Currency in (Column L). 2. If you choose "Partial Conversion" then Column BA (AMOUNT) only will be converted based on selected currency (Column L) and Column BB (TAXES) value (INR) will be added to the converted values.
Note on K456: gepadmin: 1. If you choose "Full Conversion" then Column BA (AMOUNT) and Column BB (TAXES) BOTH values will be convert based on selected Currency in (Column L). 2. If you choose "Partial Conversion" then Column BA (AMOUNT) only will be converted based on selected currency (Column L) and Column BB (TAXES) value (INR) will be added to the converted values.
Note on K457: gepadmin: 1. If you choose "Full Conversion" then Column BA (AMOUNT) and Column BB (TAXES) BOTH values will be convert based on selected Currency in (Column L). 2. If you choose "Partial Conversion" then Column BA (AMOUNT) only will be converted based on selected currency (Column L) and Column BB (TAXES) value (INR) will be added to the converted values.
Note on K458: gepadmin: 1. If you choose "Full Conversion" then Column BA (AMOUNT) and Column BB (TAXES) BOTH values will be convert based on selected Currency in (Column L). 2. If you choose "Partial Conversion" then Column BA (AMOUNT) only will be converted based on selected currency (Column L) and Column BB (TAXES) value (INR) will be added to the converted values.
Note on K459: gepadmin: 1. If you choose "Full Conversion" then Column BA (AMOUNT) and Column BB (TAXES) BOTH values will be convert based on selected Currency in (Column L). 2. If you choose "Partial Conversion" then Column BA (AMOUNT) only will be converted based on selected currency (Column L) and Column BB (TAXES) value (INR) will be added to the converted values.
Note on K461: gepadmin: 1. If you choose "Full Conversion" then Column BA (AMOUNT) and Column BB (TAXES) BOTH values will be convert based on selected Currency in (Column L). 2. If you choose "Partial Conversion" then Column BA (AMOUNT) only will be converted based on selected currency (Column L) and Column BB (TAXES) value (INR) will be added to the converted values.
Note on K463: gepadmin: 1. If you choose "Full Conversion" then Column BA (AMOUNT) and Column BB (TAXES) BOTH values will be convert based on selected Currency in (Column L). 2. If you choose "Partial Conversion" then Column BA (AMOUNT) only will be converted based on selected currency (Column L) and Column BB (TAXES) value (INR) will be added to the converted values.
Note on K464: gepadmin: 1. If you choose "Full Conversion" then Column BA (AMOUNT) and Column BB (TAXES) BOTH values will be convert based on selected Currency in (Column L). 2. If you choose "Partial Conversion" then Column BA (AMOUNT) only will be converted based on selected currency (Column L) and Column BB (TAXES) value (INR) will be added to the converted values.
Note on K466: gepadmin: 1. If you choose "Full Conversion" then Column BA (AMOUNT) and Column BB (TAXES) BOTH values will be convert based on selected Currency in (Column L). 2. If you choose "Partial Conversion" then Column BA (AMOUNT) only will be converted based on selected currency (Column L) and Column BB (TAXES) value (INR) will be added to the converted values.
Note on K467: gepadmin: 1. If you choose "Full Conversion" then Column BA (AMOUNT) and Column BB (TAXES) BOTH values will be convert based on selected Currency in (Column L). 2. If you choose "Partial Conversion" then Column BA (AMOUNT) only will be converted based on selected currency (Column L) and Column BB (TAXES) value (INR) will be added to the converted values.
Note on K469: gepadmin: 1. If you choose "Full Conversion" then Column BA (AMOUNT) and Column BB (TAXES) BOTH values will be convert based on selected Currency in (Column L). 2. If you choose "Partial Conversion" then Column BA (AMOUNT) only will be converted based on selected currency (Column L) and Column BB (TAXES) value (INR) will be added to the converted values.
Note on K470: gepadmin: 1. If you choose "Full Conversion" then Column BA (AMOUNT) and Column BB (TAXES) BOTH values will be convert based on selected Currency in (Column L). 2. If you choose "Partial Conversion" then Column BA (AMOUNT) only will be converted based on selected currency (Column L) and Column BB (TAXES) value (INR) will be added to the converted values.
Note on K472: gepadmin: 1. If you choose "Full Conversion" then Column BA (AMOUNT) and Column BB (TAXES) BOTH values will be convert based on selected Currency in (Column L). 2. If you choose "Partial Conversion" then Column BA (AMOUNT) only will be converted based on selected currency (Column L) and Column BB (TAXES) value (INR) will be added to the converted values.
Note on K473: gepadmin: 1. If you choose "Full Conversion" then Column BA (AMOUNT) and Column BB (TAXES) BOTH values will be convert based on selected Currency in (Column L). 2. If you choose "Partial Conversion" then Column BA (AMOUNT) only will be converted based on selected currency (Column L) and Column BB (TAXES) value (INR) will be added to the converted values.
Note on K475: gepadmin: 1. If you choose "Full Conversion" then Column BA (AMOUNT) and Column BB (TAXES) BOTH values will be convert based on selected Currency in (Column L). 2. If you choose "Partial Conversion" then Column BA (AMOUNT) only will be converted based on selected currency (Column L) and Column BB (TAXES) value (INR) will be added to the converted values.
Validate
Print
Help

## Macros
Please Enable Macros to View BoQ information